## Sheet1
Project :- GANGA ARCADIA - A BUILDING | Project :- GANGA ARCADIA - A BUILDING | Project :- GANGA ARCADIA - A BUILDING | Project :- GANGA ARCADIA - A BUILDING | Project :- GANGA ARCADIA - A BUILDING | Project :- GANGA ARCADIA - A BUILDING | Project :- GANGA ARCADIA - A BUILDING | Project :- GANGA ARCADIA - A BUILDING | Project :- GANGA ARCADIA - A BUILDING | Project :- GANGA ARCADIA - A BUILDING | Project :- GANGA ARCADIA - A BUILDING | Project :- GANGA ARCADIA - A BUILDING | Project :- GANGA ARCADIA - A BUILDING | Project :- GANGA ARCADIA - A BUILDING | Project :- GANGA ARCADIA - A BUILDING | Project :- GANGA ARCADIA - A BUILDING
Selected Group :- A- Electrical Work (M) | Selected Group :- A- Electrical Work (M) | Selected Group :- A- Electrical Work (M) | Selected Group :- A- Electrical Work (M) | Selected Group :- A- Electrical Work (M) | Selected Group :- A- Electrical Work (M) | Selected Group :- A- Electrical Work (M) | Selected Group :- A- Electrical Work (M) | Selected Group :- A- Electrical Work (M) | Selected Group :- A- Electrical Work (M) | Selected Group :- A- Electrical Work (M) | Selected Group :- A- Electrical Work (M) | Selected Group :- A- Electrical Work (M) | Selected Group :- A- Electrical Work (M) | Selected Group :- A- Electrical Work (M) | Selected Group :- A- Electrical Work (M)
Material/Labour Qty | Material/Labour Qty | Material/Labour Qty | Material/Labour Qty | Material/Labour Qty | Material/Labour Qty | Material/Labour Qty | Material/Labour Qty | Material/Labour Qty | Material/Labour Qty | Material/Labour Qty | Material/Labour Qty | Material/Labour Qty | Material/Labour Qty | Material/Labour Qty | Material/Labour Qty
Taskno | TASKNM | Unit_Name | VOLOFWORK | volofworklab | Material_No | ML_Name | ML_Unit | Qty_Required | Price_expected | Tree_Id | PriceExpected_Basic | Type | Tax_Scheme_Id | Tax_Amt | Tax_Scheme_Name
619852 | A-201-3BHK Internal Electrical work | No. | 1.0000 | 1.0000 | 26454 | 12 Module GI Concealed Box | No. | 2.0000 | 255.0000 | 158.001.001.005.004.003.001.001.001.001. | 255.0000 | Material | 0 | 0.0000
619852 | A-201-3BHK Internal Electrical work | No. | 1.0000 | 1.0000 | 5245 | 12M Plate (575770) | No. | 2.0000 | 225.8600 | 158.001.001.005.004.003.001.001.001.001. | 0.0000 | Material | 0 | 0.0000
619852 | A-201-3BHK Internal Electrical work | No. | 1.0000 | 1.0000 | 26448 | 2 Module GI Concealed Box | No. | 13.0000 | 75.0000 | 158.001.001.005.004.003.001.001.001.001. | 75.0000 | Material | 0 | 0.0000
619852 | A-201-3BHK Internal Electrical work | No. | 1.0000 | 1.0000 | 5250 | 2M Plate (575710) | No. | 13.0000 | 60.4800 | 158.001.001.005.004.003.001.001.001.001. | 0.0000 | Material | 0 | 0.0000
619852 | A-201-3BHK Internal Electrical work | No. | 1.0000 | 1.0000 | 26449 | 3 Module GI Concealed Box | No. | 11.0000 | 105.0000 | 158.001.001.005.004.003.001.001.001.001. | 105.0000 | Material | 0 | 0.0000
619852 | A-201-3BHK Internal Electrical work | No. | 1.0000 | 1.0000 | 5249 | 3M Plate (575720) | No. | 11.0000 | 68.9800 | 158.001.001.005.004.003.001.001.001.001. | 0.0000 | Material | 0 | 0.0000
619852 | A-201-3BHK Internal Electrical work | No. | 1.0000 | 1.0000 | 26450 | 4 Module GI Concealed Box | No. | 4.0000 | 130.0000 | 158.001.001.005.004.003.001.001.001.001. | 130.0000 | Material | 0 | 0.0000
619852 | A-201-3BHK Internal Electrical work | No. | 1.0000 | 1.0000 | 5248 | 4M Plate (575730) | No. | 4.0000 | 72.7600 | 158.001.001.005.004.003.001.001.001.001. | 0.0000 | Material | 0 | 0.0000
619852 | A-201-3BHK Internal Electrical work | No. | 1.0000 | 1.0000 | 26451 | 6 Module GI Concealed Box | No. | 9.0000 | 160.0000 | 158.001.001.005.004.003.001.001.001.001. | 160.0000 | Material | 0 | 0.0000
619852 | A-201-3BHK Internal Electrical work | No. | 1.0000 | 1.0000 | 5247 | 6M Plate (575740) | No. | 9.0000 | 131.3500 | 158.001.001.005.004.003.001.001.001.001. | 0.0000 | Material | 0 | 0.0000
619852 | A-201-3BHK Internal Electrical work | No. | 1.0000 | 1.0000 | 26452 | 8 Module GI Concealed Box | No. | 5.0000 | 215.0000 | 158.001.001.005.004.003.001.001.001.001. | 215.0000 | Material | 0 | 0.0000
619852 | A-201-3BHK Internal Electrical work | No. | 1.0000 | 1.0000 | 5246 | 8M Hzl Plate (575750) | No. | 5.0000 | 144.5800 | 158.001.001.005.004.003.001.001.001.001. | 0.0000 | Material | 0 | 0.0000
619853 | A-201-3BHK Wall Conduting Material | No. | 1.0000 | 1.0000 | 8482 | Flexible Pipe 3/4" | Mtrs | 3.0000 | 5.2500 | 158.001.001.005.004.003.001.001.001.002. | 0.0000 | Material | 0 | 0.0000
619853 | A-201-3BHK Wall Conduting Material | No. | 1.0000 | 1.0000 | 501 | Nails 3" | Kgs | 0.5000 | 63.0000 | 158.001.001.005.004.003.001.001.001.002. | 0.0000 | Material | 0 | 0.0000
619853 | A-201-3BHK Wall Conduting Material | No. | 1.0000 | 1.0000 | 3246 | PVC 1 way Junction Box 1" | No. | 6.0000 | 18.2000 | 158.001.001.005.004.003.001.001.001.002. | 0.0000 | Material | 0 | 0.0000
619853 | A-201-3BHK Wall Conduting Material | No. | 1.0000 | 1.0000 | 838 | PVC Conduit Bend 1" | No. | 15.0000 | 6.3500 | 158.001.001.005.004.003.001.001.001.002. | 6.3500 | Material | 0 | 0.0000
619853 | A-201-3BHK Wall Conduting Material | No. | 1.0000 | 1.0000 | 837 | PVC Conduit Pipe 1" mtrs | Mtrs | 105.0000 | 18.6000 | 158.001.001.005.004.003.001.001.001.002. | 18.6000 | Material | 0 | 0.0000
619854 | A-201-3BHK Internal Flat DB Work | No. | 1.0000 | 1.0000 | 28289 | 10A Single Pole MCB (IH31P0C010) | No. | 3.0000 | 100.0000 | 158.001.001.005.004.003.001.001.001.003. | 100.0000 | Material | 0 | 0.0000
619854 | A-201-3BHK Internal Flat DB Work | No. | 1.0000 | 1.0000 | 28297 | 20A Single Pole MCB (IH31P0C020) | No. | 9.0000 | 300.0000 | 158.001.001.005.004.003.001.001.001.003. | 300.0000 | Material | 0 | 0.0000
619854 | A-201-3BHK Internal Flat DB Work | No. | 1.0000 | 1.0000 | 28545 | 40 AMP RCCB 4 Pole 30ma IH3R440030 | No. | 1.0000 | 118.0000 | 158.001.001.005.004.003.001.001.001.003. | 100.0000 | Material | 45 | 18.0000 | C+S GST 18% I/P RD
619854 | A-201-3BHK Internal Flat DB Work | No. | 1.0000 | 1.0000 | 28777 | 6 Way TPN DB with tel. compartment IHETPNTV006 | No. | 1.0000 | 118.0000 | 158.001.001.005.004.003.001.001.001.003. | 100.0000 | Material | 45 | 18.0000 | C+S GST 18% I/P RD
619855 | A-201-3BHK Int. Flat Switch Socket Material | No. | 1.0000 | 1.0000 | 5238 | 16A 1way switch w indi.(572063 | No. | 12.0000 | 127.5800 | 158.001.001.005.004.003.001.001.001.004. | 0.0000 | Material | 0 | 0.0000
619855 | A-201-3BHK Int. Flat Switch Socket Material | No. | 1.0000 | 1.0000 | 8655 | 16A socket (573471) | No. | 12.0000 | 254.0000 | 158.001.001.005.004.003.001.001.001.004. | 254.0000 | Material | 0 | 0.0000
619855 | A-201-3BHK Int. Flat Switch Socket Material | No. | 1.0000 | 1.0000 | 793 | 6 A Bell Push (573413) | No. | 1.0000 | 22.0500 | 158.001.001.005.004.003.001.001.001.004. | 0.0000 | Material | 0 | 0.0000
619855 | A-201-3BHK Int. Flat Switch Socket Material | No. | 1.0000 | 1.0000 | 7294 | 6A 2 Way Switch (573402) | No. | 6.0000 | 130.0000 | 158.001.001.005.004.003.001.001.001.004. | 0.0000 | Material | 0 | 0.0000
619855 | A-201-3BHK Int. Flat Switch Socket Material | No. | 1.0000 | 1.0000 | 28162 | 6A 3Pin Socket (573424) | No. | 30.0000 | 290.0000 | 158.001.001.005.004.003.001.001.001.004. | 290.0000 | Material | 0 | 0.0000
619855 | A-201-3BHK Int. Flat Switch Socket Material | No. | 1.0000 | 1.0000 | 5240 | 6A One way Switch (573400) | No. | 61.0000 | 72.7600 | 158.001.001.005.004.003.001.001.001.004. | 0.0000 | Material | 0 | 0.0000
619855 | A-201-3BHK Int. Flat Switch Socket Material | No. | 1.0000 | 1.0000 | 2556 | Angle Holder | No. | 6.0000 | 28.0000 | 158.001.001.005.004.003.001.001.001.004. | 0.0000 | Material | 0 | 0.0000
619855 | A-201-3BHK Int. Flat Switch Socket Material | No. | 1.0000 | 1.0000 | 5244 | Blank Plate 1m (573449) | No. | 9.0000 | 19.8400 | 158.001.001.005.004.003.001.001.001.004. | 0.0000 | Material | 0 | 0.0000
619855 | A-201-3BHK Int. Flat Switch Socket Material | No. | 1.0000 | 1.0000 | 1714 | Connector | No. | 5.0000 | 9.0000 | 158.001.001.005.004.003.001.001.001.004. | 0.0000 | Material | 0 | 0.0000
619855 | A-201-3BHK Int. Flat Switch Socket Material | No. | 1.0000 | 1.0000 | 6758 | Fan Step Reg (573469) | No. | 7.0000 | 432.3400 | 158.001.001.005.004.003.001.001.001.004. | 0.0000 | Material | 0 | 0.0000
619855 | A-201-3BHK Int. Flat Switch Socket Material | No. | 1.0000 | 1.0000 | 3287 | Round Plate 4" - No. | No. | 44.0000 | 9.0000 | 158.001.001.005.004.003.001.001.001.004. | 0.0000 | Material | 0 | 0.0000
619855 | A-201-3BHK Int. Flat Switch Socket Material | No. | 1.0000 | 1.0000 | 9555 | Round Plate 6" | No. | 7.0000 | 6.0000 | 158.001.001.005.004.003.001.001.001.004. | 0.0000 | Material | 0 | 0.0000
619855 | A-201-3BHK Int. Flat Switch Socket Material | No. | 1.0000 | 1.0000 | 6757 | T.V. Socket (573425) | No. | 4.0000 | 83.1600 | 158.001.001.005.004.003.001.001.001.004. | 0.0000 | Material | 0 | 0.0000
619855 | A-201-3BHK Int. Flat Switch Socket Material | No. | 1.0000 | 1.0000 | 5242 | Tel. Socket 1mod (573426) | No. | 1.0000 | 79.3800 | 158.001.001.005.004.003.001.001.001.004. | 0.0000 | Material | 0 | 0.0000
667550 | A-201-3BHK Internal Flat Wiring. | No. | 1.0000 | 1.0000 | 23458 | 2 Pair telephone cable | Mtrs | 9.7500 | 50.0000 | 158.001.001.005.004.003.001.001.001.005. | 50.0000 | Material | 0 | 0.0000
667550 | A-201-3BHK Internal Flat Wiring. | No. | 1.0000 | 1.0000 | 12468 | PVC Copper Wire 1.5 Sqmm black | Mtrs | 108.0000 | 8.8600 | 158.001.001.005.004.003.001.001.001.005. | 8.8600 | Material | 0 | 0.0000
667550 | A-201-3BHK Internal Flat Wiring. | No. | 1.0000 | 1.0000 | 12530 | PVC Copper Wire 1.5 Sqmm blue | Mtrs | 139.0000 | 8.8600 | 158.001.001.005.004.003.001.001.001.005. | 8.8600 | Material | 0 | 0.0000
667550 | A-201-3BHK Internal Flat Wiring. | No. | 1.0000 | 1.0000 | 12469 | PVC Copper Wire 1.5 Sqmm green | Mtrs | 78.9800 | 8.8700 | 158.001.001.005.004.003.001.001.001.005. | 0.0000 | Material | 0 | 0.0000
667550 | A-201-3BHK Internal Flat Wiring. | No. | 1.0000 | 1.0000 | 26439 | PVC Copper Wire 1.5 Sqmm Grey | Mtrs | 85.0000 | 100.0000 | 158.001.001.005.004.003.001.001.001.005. | 100.0000 | Material | 0 | 0.0000
667550 | A-201-3BHK Internal Flat Wiring. | No. | 1.0000 | 1.0000 | 12466 | PVC Copper Wire 1.5 Sqmm red | Mtrs | 46.0000 | 8.8700 | 158.001.001.005.004.003.001.001.001.005. | 8.8700 | Material | 0 | 0.0000
667550 | A-201-3BHK Internal Flat Wiring. | No. | 1.0000 | 1.0000 | 12529 | PVC Copper Wire 1.5 Sqmm yellow | Mtrs | 168.0000 | 10.0000 | 158.001.001.005.004.003.001.001.001.005. | 10.0000 | Material | 0 | 0.0000
667550 | A-201-3BHK Internal Flat Wiring. | No. | 1.0000 | 1.0000 | 12471 | PVC Copper Wire 2.5 Sqmm black | Mtrs | 94.0000 | 14.2800 | 158.001.001.005.004.003.001.001.001.005. | 14.2800 | Material | 0 | 0.0000
667550 | A-201-3BHK Internal Flat Wiring. | No. | 1.0000 | 1.0000 | 12527 | PVC Copper Wire 2.5 Sqmm blue | Mtrs | 25.0000 | 14.2800 | 158.001.001.005.004.003.001.001.001.005. | 0.0000 | Material | 0 | 0.0000
667550 | A-201-3BHK Internal Flat Wiring. | No. | 1.0000 | 1.0000 | 12472 | PVC Copper Wire 2.5 Sqmm green | Mtrs | 104.0000 | 14.2800 | 158.001.001.005.004.003.001.001.001.005. | 0.0000 | Material | 0 | 0.0000
667550 | A-201-3BHK Internal Flat Wiring. | No. | 1.0000 | 1.0000 | 12470 | PVC Copper Wire 2.5 Sqmm red | Mtrs | 75.2500 | 14.2800 | 158.001.001.005.004.003.001.001.001.005. | 0.0000 | Material | 0 | 0.0000
667550 | A-201-3BHK Internal Flat Wiring. | No. | 1.0000 | 1.0000 | 12528 | PVC Copper Wire 2.5 Sqmm yellow | Mtrs | 35.0000 | 14.2800 | 158.001.001.005.004.003.001.001.001.005. | 14.2800 | Material | 0 | 0.0000
667550 | A-201-3BHK Internal Flat Wiring. | No. | 1.0000 | 1.0000 | 12475 | PVC Copper Wire 4 Sqmm black | Mtrs | 109.0000 | 21.1200 | 158.001.001.005.004.003.001.001.001.005. | 0.0000 | Material | 0 | 0.0000
667550 | A-201-3BHK Internal Flat Wiring. | No. | 1.0000 | 1.0000 | 13068 | PVC Copper Wire 4 Sqmm blue | Mtrs | 28.0000 | 10.0000 | 158.001.001.005.004.003.001.001.001.005. | 0.0000 | Material | 0 | 0.0000
667550 | A-201-3BHK Internal Flat Wiring. | No. | 1.0000 | 1.0000 | 12474 | PVC Copper Wire 4 Sqmm red | Mtrs | 28.0000 | 21.1200 | 158.001.001.005.004.003.001.001.001.005. | 0.0000 | Material | 0 | 0.0000
667550 | A-201-3BHK Internal Flat Wiring. | No. | 1.0000 | 1.0000 | 13067 | PVC Copper Wire 4 Sqmm yellow | Mtrs | 59.0000 | 10.0000 | 158.001.001.005.004.003.001.001.001.005. | 0.0000 | Material | 0 | 0.0000
667550 | A-201-3BHK Internal Flat Wiring. | No. | 1.0000 | 1.0000 | 1010 | RG-6 Co-Axial Cable | Mtrs | 17.0000 | 14.3900 | 158.001.001.005.004.003.001.001.001.005. | 0.0000 | Material | 0 | 0.0000
619857 | A-202-2BHK Internal Electrical work | No. | 1.0000 | 1.0000 | 26454 | 12 Module GI Concealed Box | No. | 2.0000 | 255.0000 | 158.001.001.005.004.003.001.001.002.001. | 255.0000 | Material | 0 | 0.0000
619857 | A-202-2BHK Internal Electrical work | No. | 1.0000 | 1.0000 | 5245 | 12M Plate (575770) | No. | 2.0000 | 225.8600 | 158.001.001.005.004.003.001.001.002.001. | 0.0000 | Material | 0 | 0.0000
619857 | A-202-2BHK Internal Electrical work | No. | 1.0000 | 1.0000 | 26448 | 2 Module GI Concealed Box | No. | 9.0000 | 75.0000 | 158.001.001.005.004.003.001.001.002.001. | 75.0000 | Material | 0 | 0.0000
619857 | A-202-2BHK Internal Electrical work | No. | 1.0000 | 1.0000 | 5250 | 2M Plate (575710) | No. | 9.0000 | 60.4800 | 158.001.001.005.004.003.001.001.002.001. | 0.0000 | Material | 0 | 0.0000
619857 | A-202-2BHK Internal Electrical work | No. | 1.0000 | 1.0000 | 26449 | 3 Module GI Concealed Box | No. | 11.0000 | 105.0000 | 158.001.001.005.004.003.001.001.002.001. | 105.0000 | Material | 0 | 0.0000
619857 | A-202-2BHK Internal Electrical work | No. | 1.0000 | 1.0000 | 5249 | 3M Plate (575720) | No. | 11.0000 | 68.9800 | 158.001.001.005.004.003.001.001.002.001. | 0.0000 | Material | 0 | 0.0000
619857 | A-202-2BHK Internal Electrical work | No. | 1.0000 | 1.0000 | 26450 | 4 Module GI Concealed Box | No. | 3.0000 | 130.0000 | 158.001.001.005.004.003.001.001.002.001. | 130.0000 | Material | 0 | 0.0000
619857 | A-202-2BHK Internal Electrical work | No. | 1.0000 | 1.0000 | 5248 | 4M Plate (575730) | No. | 3.0000 | 72.7600 | 158.001.001.005.004.003.001.001.002.001. | 0.0000 | Material | 0 | 0.0000
619857 | A-202-2BHK Internal Electrical work | No. | 1.0000 | 1.0000 | 26451 | 6 Module GI Concealed Box | No. | 7.0000 | 160.0000 | 158.001.001.005.004.003.001.001.002.001. | 160.0000 | Material | 0 | 0.0000
619857 | A-202-2BHK Internal Electrical work | No. | 1.0000 | 1.0000 | 5247 | 6M Plate (575740) | No. | 7.0000 | 131.3500 | 158.001.001.005.004.003.001.001.002.001. | 0.0000 | Material | 0 | 0.0000
619857 | A-202-2BHK Internal Electrical work | No. | 1.0000 | 1.0000 | 26452 | 8 Module GI Concealed Box | No. | 4.0000 | 215.0000 | 158.001.001.005.004.003.001.001.002.001. | 215.0000 | Material | 0 | 0.0000
619857 | A-202-2BHK Internal Electrical work | No. | 1.0000 | 1.0000 | 5246 | 8M Hzl Plate (575750) | No. | 4.0000 | 144.5800 | 158.001.001.005.004.003.001.001.002.001. | 0.0000 | Material | 0 | 0.0000
619858 | A-202-2BHK Wall Conduting Material 2BHK | No. | 1.0000 | 1.0000 | 8482 | Flexible Pipe 3/4" | Mtrs | 3.0000 | 5.2500 | 158.001.001.005.004.003.001.001.002.002. | 0.0000 | Material | 0 | 0.0000
619858 | A-202-2BHK Wall Conduting Material 2BHK | No. | 1.0000 | 1.0000 | 501 | Nails 3" | Kgs | 0.5000 | 63.0000 | 158.001.001.005.004.003.001.001.002.002. | 0.0000 | Material | 0 | 0.0000
619858 | A-202-2BHK Wall Conduting Material 2BHK | No. | 1.0000 | 1.0000 | 3246 | PVC 1 way Junction Box 1" | No. | 4.0000 | 18.2000 | 158.001.001.005.004.003.001.001.002.002. | 0.0000 | Material | 0 | 0.0000
619858 | A-202-2BHK Wall Conduting Material 2BHK | No. | 1.0000 | 1.0000 | 838 | PVC Conduit Bend 1" | No. | 13.0000 | 6.3500 | 158.001.001.005.004.003.001.001.002.002. | 6.3500 | Material | 0 | 0.0000
619858 | A-202-2BHK Wall Conduting Material 2BHK | No. | 1.0000 | 1.0000 | 837 | PVC Conduit Pipe 1" mtrs | Mtrs | 90.0000 | 18.6000 | 158.001.001.005.004.003.001.001.002.002. | 18.6000 | Material | 0 | 0.0000
619859 | A-202-2BHK Internal Flat DB Work | No. | 1.0000 | 1.0000 | 28289 | 10A Single Pole MCB (IH31P0C010) | No. | 4.0000 | 100.0000 | 158.001.001.005.004.003.001.001.002.003. | 100.0000 | Material | 0 | 0.0000
619859 | A-202-2BHK Internal Flat DB Work | No. | 1.0000 | 1.0000 | 28297 | 20A Single Pole MCB (IH31P0C020) | No. | 8.0000 | 300.0000 | 158.001.001.005.004.003.001.001.002.003. | 300.0000 | Material | 0 | 0.0000
619859 | A-202-2BHK Internal Flat DB Work | No. | 1.0000 | 1.0000 | 28776 | 4 Way TPN DB with tel. compartment IHETPNYV004 | No. | 1.0000 | 118.0000 | 158.001.001.005.004.003.001.001.002.003. | 100.0000 | Material | 45 | 18.0000 | C+S GST 18% I/P RD
619859 | A-202-2BHK Internal Flat DB Work | No. | 1.0000 | 1.0000 | 28545 | 40 AMP RCCB 4 Pole 30ma IH3R440030 | No. | 1.0000 | 118.0000 | 158.001.001.005.004.003.001.001.002.003. | 100.0000 | Material | 45 | 18.0000 | C+S GST 18% I/P RD
619860 | A-202-2BHK Int. Flat Switch Socket Material | No. | 1.0000 | 1.0000 | 5238 | 16A 1way switch w indi.(572063 | No. | 8.0000 | 127.5800 | 158.001.001.005.004.003.001.001.002.004. | 0.0000 | Material | 0 | 0.0000
619860 | A-202-2BHK Int. Flat Switch Socket Material | No. | 1.0000 | 1.0000 | 8655 | 16A socket (573471) | No. | 10.0000 | 254.0000 | 158.001.001.005.004.003.001.001.002.004. | 254.0000 | Material | 0 | 0.0000
619860 | A-202-2BHK Int. Flat Switch Socket Material | No. | 1.0000 | 1.0000 | 793 | 6 A Bell Push (573413) | No. | 1.0000 | 22.0500 | 158.001.001.005.004.003.001.001.002.004. | 0.0000 | Material | 0 | 0.0000
619860 | A-202-2BHK Int. Flat Switch Socket Material | No. | 1.0000 | 1.0000 | 7294 | 6A 2 Way Switch (573402) | No. | 4.0000 | 130.0000 | 158.001.001.005.004.003.001.001.002.004. | 0.0000 | Material | 0 | 0.0000
619860 | A-202-2BHK Int. Flat Switch Socket Material | No. | 1.0000 | 1.0000 | 28162 | 6A 3Pin Socket (573424) | No. | 25.0000 | 290.0000 | 158.001.001.005.004.003.001.001.002.004. | 290.0000 | Material | 0 | 0.0000
619860 | A-202-2BHK Int. Flat Switch Socket Material | No. | 1.0000 | 1.0000 | 5240 | 6A One way Switch (573400) | No. | 51.0000 | 72.7600 | 158.001.001.005.004.003.001.001.002.004. | 0.0000 | Material | 0 | 0.0000
619860 | A-202-2BHK Int. Flat Switch Socket Material | No. | 1.0000 | 1.0000 | 2556 | Angle Holder | No. | 5.0000 | 28.0000 | 158.001.001.005.004.003.001.001.002.004. | 0.0000 | Material | 0 | 0.0000
619860 | A-202-2BHK Int. Flat Switch Socket Material | No. | 1.0000 | 1.0000 | 5244 | Blank Plate 1m (573449) | No. | 9.0000 | 19.8400 | 158.001.001.005.004.003.001.001.002.004. | 0.0000 | Material | 0 | 0.0000
619860 | A-202-2BHK Int. Flat Switch Socket Material | No. | 1.0000 | 1.0000 | 1714 | Connector | No. | 4.0000 | 9.0000 | 158.001.001.005.004.003.001.001.002.004. | 0.0000 | Material | 0 | 0.0000
619860 | A-202-2BHK Int. Flat Switch Socket Material | No. | 1.0000 | 1.0000 | 6758 | Fan Step Reg (573469) | No. | 6.0000 | 432.3400 | 158.001.001.005.004.003.001.001.002.004. | 0.0000 | Material | 0 | 0.0000
619860 | A-202-2BHK Int. Flat Switch Socket Material | No. | 1.0000 | 1.0000 | 3287 | Round Plate 4" - No. | No. | 38.0000 | 9.0000 | 158.001.001.005.004.003.001.001.002.004. | 0.0000 | Material | 0 | 0.0000
619860 | A-202-2BHK Int. Flat Switch Socket Material | No. | 1.0000 | 1.0000 | 9555 | Round Plate 6" | No. | 6.0000 | 6.0000 | 158.001.001.005.004.003.001.001.002.004. | 0.0000 | Material | 0 | 0.0000
619860 | A-202-2BHK Int. Flat Switch Socket Material | No. | 1.0000 | 1.0000 | 6757 | T.V. Socket (573425) | No. | 3.0000 | 83.1600 | 158.001.001.005.004.003.001.001.002.004. | 0.0000 | Material | 0 | 0.0000
619860 | A-202-2BHK Int. Flat Switch Socket Material | No. | 1.0000 | 1.0000 | 5242 | Tel. Socket 1mod (573426) | No. | 1.0000 | 79.3800 | 158.001.001.005.004.003.001.001.002.004. | 0.0000 | Material | 0 | 0.0000
667551 | A-202-2BHK Internal Flat Wiring. | No. | 1.0000 | 1.0000 | 23458 | 2 Pair telephone cable | Mtrs | 8.5000 | 50.0000 | 158.001.001.005.004.003.001.001.002.005. | 50.0000 | Material | 0 | 0.0000
667551 | A-202-2BHK Internal Flat Wiring. | No. | 1.0000 | 1.0000 | 12468 | PVC Copper Wire 1.5 Sqmm black | Mtrs | 82.5000 | 8.8600 | 158.001.001.005.004.003.001.001.002.005. | 8.8600 | Material | 0 | 0.0000
667551 | A-202-2BHK Internal Flat Wiring. | No. | 1.0000 | 1.0000 | 12530 | PVC Copper Wire 1.5 Sqmm blue | Mtrs | 82.0000 | 8.8600 | 158.001.001.005.004.003.001.001.002.005. | 8.8600 | Material | 0 | 0.0000
667551 | A-202-2BHK Internal Flat Wiring. | No. | 1.0000 | 1.0000 | 12469 | PVC Copper Wire 1.5 Sqmm green | Mtrs | 78.9800 | 8.8700 | 158.001.001.005.004.003.001.001.002.005. | 0.0000 | Material | 0 | 0.0000
667551 | A-202-2BHK Internal Flat Wiring. | No. | 1.0000 | 1.0000 | 26439 | PVC Copper Wire 1.5 Sqmm Grey | Mtrs | 65.0000 | 100.0000 | 158.001.001.005.004.003.001.001.002.005. | 100.0000 | Material | 0 | 0.0000
667551 | A-202-2BHK Internal Flat Wiring. | No. | 1.0000 | 1.0000 | 12466 | PVC Copper Wire 1.5 Sqmm red | Mtrs | 34.5000 | 8.8700 | 158.001.001.005.004.003.001.001.002.005. | 8.8700 | Material | 0 | 0.0000
667551 | A-202-2BHK Internal Flat Wiring. | No. | 1.0000 | 1.0000 | 12529 | PVC Copper Wire 1.5 Sqmm yellow | Mtrs | 145.5000 | 10.0000 | 158.001.001.005.004.003.001.001.002.005. | 10.0000 | Material | 0 | 0.0000
667551 | A-202-2BHK Internal Flat Wiring. | No. | 1.0000 | 1.0000 | 12471 | PVC Copper Wire 2.5 Sqmm black | Mtrs | 92.0000 | 14.2800 | 158.001.001.005.004.003.001.001.002.005. | 14.2800 | Material | 0 | 0.0000
667551 | A-202-2BHK Internal Flat Wiring. | No. | 1.0000 | 1.0000 | 12527 | PVC Copper Wire 2.5 Sqmm blue | Mtrs | 144.0000 | 14.2800 | 158.001.001.005.004.003.001.001.002.005. | 0.0000 | Material | 0 | 0.0000
667551 | A-202-2BHK Internal Flat Wiring. | No. | 1.0000 | 1.0000 | 12472 | PVC Copper Wire 2.5 Sqmm green | Mtrs | 50.5000 | 14.2800 | 158.001.001.005.004.003.001.001.002.005. | 0.0000 | Material | 0 | 0.0000
667551 | A-202-2BHK Internal Flat Wiring. | No. | 1.0000 | 1.0000 | 12470 | PVC Copper Wire 2.5 Sqmm red | Mtrs | 75.2500 | 14.2800 | 158.001.001.005.004.003.001.001.002.005. | 0.0000 | Material | 0 | 0.0000
667551 | A-202-2BHK Internal Flat Wiring. | No. | 1.0000 | 1.0000 | 12528 | PVC Copper Wire 2.5 Sqmm yellow | Mtrs | 22.0000 | 14.2800 | 158.001.001.005.004.003.001.001.002.005. | 14.2800 | Material | 0 | 0.0000
667551 | A-202-2BHK Internal Flat Wiring. | No. | 1.0000 | 1.0000 | 12475 | PVC Copper Wire 4 Sqmm black | Mtrs | 76.5000 | 21.1200 | 158.001.001.005.004.003.001.001.002.005. | 0.0000 | Material | 0 | 0.0000
667551 | A-202-2BHK Internal Flat Wiring. | No. | 1.0000 | 1.0000 | 13068 | PVC Copper Wire 4 Sqmm blue | Mtrs | 144.0000 | 10.0000 | 158.001.001.005.004.003.001.001.002.005. | 0.0000 | Material | 0 | 0.0000
667551 | A-202-2BHK Internal Flat Wiring. | No. | 1.0000 | 1.0000 | 12474 | PVC Copper Wire 4 Sqmm red | Mtrs | 73.5000 | 21.1200 | 158.001.001.005.004.003.001.001.002.005. | 0.0000 | Material | 0 | 0.0000
667551 | A-202-2BHK Internal Flat Wiring. | No. | 1.0000 | 1.0000 | 13067 | PVC Copper Wire 4 Sqmm yellow | Mtrs | 84.5000 | 10.0000 | 158.001.001.005.004.003.001.001.002.005. | 0.0000 | Material | 0 | 0.0000
667551 | A-202-2BHK Internal Flat Wiring. | No. | 1.0000 | 1.0000 | 1010 | RG-6 Co-Axial Cable | Mtrs | 19.0000 | 14.3900 | 158.001.001.005.004.003.001.001.002.005. | 0.0000 | Material | 0 | 0.0000
619862 | A-203-2BHK Internal Electrical work | No. | 1.0000 | 1.0000 | 26454 | 12 Module GI Concealed Box | No. | 2.0000 | 255.0000 | 158.001.001.005.004.003.001.001.003.001. | 255.0000 | Material | 0 | 0.0000
619862 | A-203-2BHK Internal Electrical work | No. | 1.0000 | 1.0000 | 5245 | 12M Plate (575770) | No. | 2.0000 | 225.8600 | 158.001.001.005.004.003.001.001.003.001. | 0.0000 | Material | 0 | 0.0000
619862 | A-203-2BHK Internal Electrical work | No. | 1.0000 | 1.0000 | 26448 | 2 Module GI Concealed Box | No. | 9.0000 | 75.0000 | 158.001.001.005.004.003.001.001.003.001. | 75.0000 | Material | 0 | 0.0000
619862 | A-203-2BHK Internal Electrical work | No. | 1.0000 | 1.0000 | 5250 | 2M Plate (575710) | No. | 9.0000 | 60.4800 | 158.001.001.005.004.003.001.001.003.001. | 0.0000 | Material | 0 | 0.0000
619862 | A-203-2BHK Internal Electrical work | No. | 1.0000 | 1.0000 | 26449 | 3 Module GI Concealed Box | No. | 11.0000 | 105.0000 | 158.001.001.005.004.003.001.001.003.001. | 105.0000 | Material | 0 | 0.0000
619862 | A-203-2BHK Internal Electrical work | No. | 1.0000 | 1.0000 | 5249 | 3M Plate (575720) | No. | 11.0000 | 68.9800 | 158.001.001.005.004.003.001.001.003.001. | 0.0000 | Material | 0 | 0.0000
619862 | A-203-2BHK Internal Electrical work | No. | 1.0000 | 1.0000 | 26450 | 4 Module GI Concealed Box | No. | 3.0000 | 130.0000 | 158.001.001.005.004.003.001.001.003.001. | 130.0000 | Material | 0 | 0.0000
619862 | A-203-2BHK Internal Electrical work | No. | 1.0000 | 1.0000 | 5248 | 4M Plate (575730) | No. | 3.0000 | 72.7600 | 158.001.001.005.004.003.001.001.003.001. | 0.0000 | Material | 0 | 0.0000
619862 | A-203-2BHK Internal Electrical work | No. | 1.0000 | 1.0000 | 26451 | 6 Module GI Concealed Box | No. | 7.0000 | 160.0000 | 158.001.001.005.004.003.001.001.003.001. | 160.0000 | Material | 0 | 0.0000
619862 | A-203-2BHK Internal Electrical work | No. | 1.0000 | 1.0000 | 5247 | 6M Plate (575740) | No. | 7.0000 | 131.3500 | 158.001.001.005.004.003.001.001.003.001. | 0.0000 | Material | 0 | 0.0000
619862 | A-203-2BHK Internal Electrical work | No. | 1.0000 | 1.0000 | 26452 | 8 Module GI Concealed Box | No. | 4.0000 | 215.0000 | 158.001.001.005.004.003.001.001.003.001. | 215.0000 | Material | 0 | 0.0000
619862 | A-203-2BHK Internal Electrical work | No. | 1.0000 | 1.0000 | 5246 | 8M Hzl Plate (575750) | No. | 4.0000 | 144.5800 | 158.001.001.005.004.003.001.001.003.001. | 0.0000 | Material | 0 | 0.0000
619863 | A-203-2BHK Wall Conduting Material 2BHK | No. | 1.0000 | 1.0000 | 8482 | Flexible Pipe 3/4" | Mtrs | 3.0000 | 5.2500 | 158.001.001.005.004.003.001.001.003.002. | 0.0000 | Material | 0 | 0.0000
619863 | A-203-2BHK Wall Conduting Material 2BHK | No. | 1.0000 | 1.0000 | 501 | Nails 3" | Kgs | 0.5000 | 63.0000 | 158.001.001.005.004.003.001.001.003.002. | 0.0000 | Material | 0 | 0.0000
619863 | A-203-2BHK Wall Conduting Material 2BHK | No. | 1.0000 | 1.0000 | 3246 | PVC 1 way Junction Box 1" | No. | 4.0000 | 18.2000 | 158.001.001.005.004.003.001.001.003.002. | 0.0000 | Material | 0 | 0.0000
619863 | A-203-2BHK Wall Conduting Material 2BHK | No. | 1.0000 | 1.0000 | 838 | PVC Conduit Bend 1" | No. | 13.0000 | 6.3500 | 158.001.001.005.004.003.001.001.003.002. | 6.3500 | Material | 0 | 0.0000
619863 | A-203-2BHK Wall Conduting Material 2BHK | No. | 1.0000 | 1.0000 | 837 | PVC Conduit Pipe 1" mtrs | Mtrs | 90.0000 | 18.6000 | 158.001.001.005.004.003.001.001.003.002. | 18.6000 | Material | 0 | 0.0000
619864 | A-203-2BHK Internal Flat DB Work | No. | 1.0000 | 1.0000 | 28289 | 10A Single Pole MCB (IH31P0C010) | No. | 4.0000 | 100.0000 | 158.001.001.005.004.003.001.001.003.003. | 100.0000 | Material | 0 | 0.0000
619864 | A-203-2BHK Internal Flat DB Work | No. | 1.0000 | 1.0000 | 28297 | 20A Single Pole MCB (IH31P0C020) | No. | 8.0000 | 300.0000 | 158.001.001.005.004.003.001.001.003.003. | 300.0000 | Material | 0 | 0.0000
619864 | A-203-2BHK Internal Flat DB Work | No. | 1.0000 | 1.0000 | 28776 | 4 Way TPN DB with tel. compartment IHETPNYV004 | No. | 1.0000 | 118.0000 | 158.001.001.005.004.003.001.001.003.003. | 100.0000 | Material | 45 | 18.0000 | C+S GST 18% I/P RD
619864 | A-203-2BHK Internal Flat DB Work | No. | 1.0000 | 1.0000 | 28545 | 40 AMP RCCB 4 Pole 30ma IH3R440030 | No. | 1.0000 | 118.0000 | 158.001.001.005.004.003.001.001.003.003. | 100.0000 | Material | 45 | 18.0000 | C+S GST 18% I/P RD
619865 | A-203-2BHK Int. Flat Switch Socket Material | No. | 1.0000 | 1.0000 | 5238 | 16A 1way switch w indi.(572063 | No. | 8.0000 | 127.5800 | 158.001.001.005.004.003.001.001.003.004. | 0.0000 | Material | 0 | 0.0000
619865 | A-203-2BHK Int. Flat Switch Socket Material | No. | 1.0000 | 1.0000 | 8655 | 16A socket (573471) | No. | 10.0000 | 254.0000 | 158.001.001.005.004.003.001.001.003.004. | 254.0000 | Material | 0 | 0.0000
619865 | A-203-2BHK Int. Flat Switch Socket Material | No. | 1.0000 | 1.0000 | 793 | 6 A Bell Push (573413) | No. | 1.0000 | 22.0500 | 158.001.001.005.004.003.001.001.003.004. | 0.0000 | Material | 0 | 0.0000
619865 | A-203-2BHK Int. Flat Switch Socket Material | No. | 1.0000 | 1.0000 | 7294 | 6A 2 Way Switch (573402) | No. | 4.0000 | 130.0000 | 158.001.001.005.004.003.001.001.003.004. | 0.0000 | Material | 0 | 0.0000
619865 | A-203-2BHK Int. Flat Switch Socket Material | No. | 1.0000 | 1.0000 | 28162 | 6A 3Pin Socket (573424) | No. | 25.0000 | 290.0000 | 158.001.001.005.004.003.001.001.003.004. | 290.0000 | Material | 0 | 0.0000
619865 | A-203-2BHK Int. Flat Switch Socket Material | No. | 1.0000 | 1.0000 | 5240 | 6A One way Switch (573400) | No. | 51.0000 | 72.7600 | 158.001.001.005.004.003.001.001.003.004. | 0.0000 | Material | 0 | 0.0000
619865 | A-203-2BHK Int. Flat Switch Socket Material | No. | 1.0000 | 1.0000 | 2556 | Angle Holder | No. | 5.0000 | 28.0000 | 158.001.001.005.004.003.001.001.003.004. | 0.0000 | Material | 0 | 0.0000
619865 | A-203-2BHK Int. Flat Switch Socket Material | No. | 1.0000 | 1.0000 | 5244 | Blank Plate 1m (573449) | No. | 9.0000 | 19.8400 | 158.001.001.005.004.003.001.001.003.004. | 0.0000 | Material | 0 | 0.0000
619865 | A-203-2BHK Int. Flat Switch Socket Material | No. | 1.0000 | 1.0000 | 1714 | Connector | No. | 4.0000 | 9.0000 | 158.001.001.005.004.003.001.001.003.004. | 0.0000 | Material | 0 | 0.0000
619865 | A-203-2BHK Int. Flat Switch Socket Material | No. | 1.0000 | 1.0000 | 6758 | Fan Step Reg (573469) | No. | 6.0000 | 432.3400 | 158.001.001.005.004.003.001.001.003.004. | 0.0000 | Material | 0 | 0.0000
619865 | A-203-2BHK Int. Flat Switch Socket Material | No. | 1.0000 | 1.0000 | 3287 | Round Plate 4" - No. | No. | 38.0000 | 9.0000 | 158.001.001.005.004.003.001.001.003.004. | 0.0000 | Material | 0 | 0.0000
619865 | A-203-2BHK Int. Flat Switch Socket Material | No. | 1.0000 | 1.0000 | 9555 | Round Plate 6" | No. | 6.0000 | 6.0000 | 158.001.001.005.004.003.001.001.003.004. | 0.0000 | Material | 0 | 0.0000
619865 | A-203-2BHK Int. Flat Switch Socket Material | No. | 1.0000 | 1.0000 | 6757 | T.V. Socket (573425) | No. | 3.0000 | 83.1600 | 158.001.001.005.004.003.001.001.003.004. | 0.0000 | Material | 0 | 0.0000
619865 | A-203-2BHK Int. Flat Switch Socket Material | No. | 1.0000 | 1.0000 | 5242 | Tel. Socket 1mod (573426) | No. | 1.0000 | 79.3800 | 158.001.001.005.004.003.001.001.003.004. | 0.0000 | Material | 0 | 0.0000
667552 | A-203-2BHK Internal Flat Wiring. | No. | 1.0000 | 1.0000 | 23458 | 2 Pair telephone cable | Mtrs | 8.5000 | 50.0000 | 158.001.001.005.004.003.001.001.003.005. | 50.0000 | Material | 0 | 0.0000
667552 | A-203-2BHK Internal Flat Wiring. | No. | 1.0000 | 1.0000 | 12468 | PVC Copper Wire 1.5 Sqmm black | Mtrs | 82.5000 | 8.8600 | 158.001.001.005.004.003.001.001.003.005. | 8.8600 | Material | 0 | 0.0000
667552 | A-203-2BHK Internal Flat Wiring. | No. | 1.0000 | 1.0000 | 12530 | PVC Copper Wire 1.5 Sqmm blue | Mtrs | 82.0000 | 8.8600 | 158.001.001.005.004.003.001.001.003.005. | 8.8600 | Material | 0 | 0.0000
667552 | A-203-2BHK Internal Flat Wiring. | No. | 1.0000 | 1.0000 | 12469 | PVC Copper Wire 1.5 Sqmm green | Mtrs | 78.9800 | 8.8700 | 158.001.001.005.004.003.001.001.003.005. | 0.0000 | Material | 0 | 0.0000
667552 | A-203-2BHK Internal Flat Wiring. | No. | 1.0000 | 1.0000 | 26439 | PVC Copper Wire 1.5 Sqmm Grey | Mtrs | 65.0000 | 100.0000 | 158.001.001.005.004.003.001.001.003.005. | 100.0000 | Material | 0 | 0.0000
667552 | A-203-2BHK Internal Flat Wiring. | No. | 1.0000 | 1.0000 | 12466 | PVC Copper Wire 1.5 Sqmm red | Mtrs | 34.5000 | 8.8700 | 158.001.001.005.004.003.001.001.003.005. | 8.8700 | Material | 0 | 0.0000
667552 | A-203-2BHK Internal Flat Wiring. | No. | 1.0000 | 1.0000 | 12529 | PVC Copper Wire 1.5 Sqmm yellow | Mtrs | 145.5000 | 10.0000 | 158.001.001.005.004.003.001.001.003.005. | 10.0000 | Material | 0 | 0.0000
667552 | A-203-2BHK Internal Flat Wiring. | No. | 1.0000 | 1.0000 | 12471 | PVC Copper Wire 2.5 Sqmm black | Mtrs | 92.0000 | 14.2800 | 158.001.001.005.004.003.001.001.003.005. | 14.2800 | Material | 0 | 0.0000
667552 | A-203-2BHK Internal Flat Wiring. | No. | 1.0000 | 1.0000 | 12527 | PVC Copper Wire 2.5 Sqmm blue | Mtrs | 144.0000 | 14.2800 | 158.001.001.005.004.003.001.001.003.005. | 0.0000 | Material | 0 | 0.0000
667552 | A-203-2BHK Internal Flat Wiring. | No. | 1.0000 | 1.0000 | 12472 | PVC Copper Wire 2.5 Sqmm green | Mtrs | 50.5000 | 14.2800 | 158.001.001.005.004.003.001.001.003.005. | 0.0000 | Material | 0 | 0.0000
667552 | A-203-2BHK Internal Flat Wiring. | No. | 1.0000 | 1.0000 | 12470 | PVC Copper Wire 2.5 Sqmm red | Mtrs | 75.2500 | 14.2800 | 158.001.001.005.004.003.001.001.003.005. | 0.0000 | Material | 0 | 0.0000
667552 | A-203-2BHK Internal Flat Wiring. | No. | 1.0000 | 1.0000 | 12528 | PVC Copper Wire 2.5 Sqmm yellow | Mtrs | 22.0000 | 14.2800 | 158.001.001.005.004.003.001.001.003.005. | 14.2800 | Material | 0 | 0.0000
667552 | A-203-2BHK Internal Flat Wiring. | No. | 1.0000 | 1.0000 | 12475 | PVC Copper Wire 4 Sqmm black | Mtrs | 76.5000 | 21.1200 | 158.001.001.005.004.003.001.001.003.005. | 0.0000 | Material | 0 | 0.0000
667552 | A-203-2BHK Internal Flat Wiring. | No. | 1.0000 | 1.0000 | 13068 | PVC Copper Wire 4 Sqmm blue | Mtrs | 144.0000 | 10.0000 | 158.001.001.005.004.003.001.001.003.005. | 0.0000 | Material | 0 | 0.0000
667552 | A-203-2BHK Internal Flat Wiring. | No. | 1.0000 | 1.0000 | 12474 | PVC Copper Wire 4 Sqmm red | Mtrs | 73.5000 | 21.1200 | 158.001.001.005.004.003.001.001.003.005. | 0.0000 | Material | 0 | 0.0000
667552 | A-203-2BHK Internal Flat Wiring. | No. | 1.0000 | 1.0000 | 13067 | PVC Copper Wire 4 Sqmm yellow | Mtrs | 84.5000 | 10.0000 | 158.001.001.005.004.003.001.001.003.005. | 0.0000 | Material | 0 | 0.0000
667552 | A-203-2BHK Internal Flat Wiring. | No. | 1.0000 | 1.0000 | 1010 | RG-6 Co-Axial Cable | Mtrs | 19.0000 | 14.3900 | 158.001.001.005.004.003.001.001.003.005. | 0.0000 | Material | 0 | 0.0000
619867 | A-204-2BHK Internal Electrical work | No. | 1.0000 | 1.0000 | 26454 | 12 Module GI Concealed Box | No. | 2.0000 | 255.0000 | 158.001.001.005.004.003.001.001.004.001. | 255.0000 | Material | 0 | 0.0000
619867 | A-204-2BHK Internal Electrical work | No. | 1.0000 | 1.0000 | 5245 | 12M Plate (575770) | No. | 2.0000 | 225.8600 | 158.001.001.005.004.003.001.001.004.001. | 0.0000 | Material | 0 | 0.0000
619867 | A-204-2BHK Internal Electrical work | No. | 1.0000 | 1.0000 | 26448 | 2 Module GI Concealed Box | No. | 9.0000 | 75.0000 | 158.001.001.005.004.003.001.001.004.001. | 75.0000 | Material | 0 | 0.0000
619867 | A-204-2BHK Internal Electrical work | No. | 1.0000 | 1.0000 | 5250 | 2M Plate (575710) | No. | 9.0000 | 60.4800 | 158.001.001.005.004.003.001.001.004.001. | 0.0000 | Material | 0 | 0.0000
619867 | A-204-2BHK Internal Electrical work | No. | 1.0000 | 1.0000 | 26449 | 3 Module GI Concealed Box | No. | 11.0000 | 105.0000 | 158.001.001.005.004.003.001.001.004.001. | 105.0000 | Material | 0 | 0.0000
619867 | A-204-2BHK Internal Electrical work | No. | 1.0000 | 1.0000 | 5249 | 3M Plate (575720) | No. | 11.0000 | 68.9800 | 158.001.001.005.004.003.001.001.004.001. | 0.0000 | Material | 0 | 0.0000
619867 | A-204-2BHK Internal Electrical work | No. | 1.0000 | 1.0000 | 26450 | 4 Module GI Concealed Box | No. | 3.0000 | 130.0000 | 158.001.001.005.004.003.001.001.004.001. | 130.0000 | Material | 0 | 0.0000
619867 | A-204-2BHK Internal Electrical work | No. | 1.0000 | 1.0000 | 5248 | 4M Plate (575730) | No. | 3.0000 | 72.7600 | 158.001.001.005.004.003.001.001.004.001. | 0.0000 | Material | 0 | 0.0000
619867 | A-204-2BHK Internal Electrical work | No. | 1.0000 | 1.0000 | 26451 | 6 Module GI Concealed Box | No. | 7.0000 | 160.0000 | 158.001.001.005.004.003.001.001.004.001. | 160.0000 | Material | 0 | 0.0000
619867 | A-204-2BHK Internal Electrical work | No. | 1.0000 | 1.0000 | 5247 | 6M Plate (575740) | No. | 7.0000 | 131.3500 | 158.001.001.005.004.003.001.001.004.001. | 0.0000 | Material | 0 | 0.0000
619867 | A-204-2BHK Internal Electrical work | No. | 1.0000 | 1.0000 | 26452 | 8 Module GI Concealed Box | No. | 4.0000 | 215.0000 | 158.001.001.005.004.003.001.001.004.001. | 215.0000 | Material | 0 | 0.0000
619867 | A-204-2BHK Internal Electrical work | No. | 1.0000 | 1.0000 | 5246 | 8M Hzl Plate (575750) | No. | 4.0000 | 144.5800 | 158.001.001.005.004.003.001.001.004.001. | 0.0000 | Material | 0 | 0.0000
619868 | A-204-2BHK Wall Conduting Material 2BHK | No. | 1.0000 | 1.0000 | 8482 | Flexible Pipe 3/4" | Mtrs | 3.0000 | 5.2500 | 158.001.001.005.004.003.001.001.004.002. | 0.0000 | Material | 0 | 0.0000
619868 | A-204-2BHK Wall Conduting Material 2BHK | No. | 1.0000 | 1.0000 | 501 | Nails 3" | Kgs | 0.5000 | 63.0000 | 158.001.001.005.004.003.001.001.004.002. | 0.0000 | Material | 0 | 0.0000
619868 | A-204-2BHK Wall Conduting Material 2BHK | No. | 1.0000 | 1.0000 | 3246 | PVC 1 way Junction Box 1" | No. | 4.0000 | 18.2000 | 158.001.001.005.004.003.001.001.004.002. | 0.0000 | Material | 0 | 0.0000
619868 | A-204-2BHK Wall Conduting Material 2BHK | No. | 1.0000 | 1.0000 | 838 | PVC Conduit Bend 1" | No. | 13.0000 | 6.3500 | 158.001.001.005.004.003.001.001.004.002. | 6.3500 | Material | 0 | 0.0000
619868 | A-204-2BHK Wall Conduting Material 2BHK | No. | 1.0000 | 1.0000 | 837 | PVC Conduit Pipe 1" mtrs | Mtrs | 90.0000 | 18.6000 | 158.001.001.005.004.003.001.001.004.002. | 18.6000 | Material | 0 | 0.0000
619869 | A-204-2BHK Internal Flat DB Work | No. | 1.0000 | 1.0000 | 28289 | 10A Single Pole MCB (IH31P0C010) | No. | 4.0000 | 100.0000 | 158.001.001.005.004.003.001.001.004.003. | 100.0000 | Material | 0 | 0.0000
619869 | A-204-2BHK Internal Flat DB Work | No. | 1.0000 | 1.0000 | 28297 | 20A Single Pole MCB (IH31P0C020) | No. | 8.0000 | 300.0000 | 158.001.001.005.004.003.001.001.004.003. | 300.0000 | Material | 0 | 0.0000
619869 | A-204-2BHK Internal Flat DB Work | No. | 1.0000 | 1.0000 | 28776 | 4 Way TPN DB with tel. compartment IHETPNYV004 | No. | 1.0000 | 118.0000 | 158.001.001.005.004.003.001.001.004.003. | 100.0000 | Material | 45 | 18.0000 | C+S GST 18% I/P RD
619869 | A-204-2BHK Internal Flat DB Work | No. | 1.0000 | 1.0000 | 28545 | 40 AMP RCCB 4 Pole 30ma IH3R440030 | No. | 1.0000 | 118.0000 | 158.001.001.005.004.003.001.001.004.003. | 100.0000 | Material | 45 | 18.0000 | C+S GST 18% I/P RD
619870 | A-204-2BHK Int. Flat Switch Socket Material | No. | 1.0000 | 1.0000 | 5238 | 16A 1way switch w indi.(572063 | No. | 8.0000 | 127.5800 | 158.001.001.005.004.003.001.001.004.004. | 0.0000 | Material | 0 | 0.0000
619870 | A-204-2BHK Int. Flat Switch Socket Material | No. | 1.0000 | 1.0000 | 8655 | 16A socket (573471) | No. | 10.0000 | 254.0000 | 158.001.001.005.004.003.001.001.004.004. | 254.0000 | Material | 0 | 0.0000
619870 | A-204-2BHK Int. Flat Switch Socket Material | No. | 1.0000 | 1.0000 | 793 | 6 A Bell Push (573413) | No. | 1.0000 | 22.0500 | 158.001.001.005.004.003.001.001.004.004. | 0.0000 | Material | 0 | 0.0000
619870 | A-204-2BHK Int. Flat Switch Socket Material | No. | 1.0000 | 1.0000 | 7294 | 6A 2 Way Switch (573402) | No. | 4.0000 | 130.0000 | 158.001.001.005.004.003.001.001.004.004. | 0.0000 | Material | 0 | 0.0000
619870 | A-204-2BHK Int. Flat Switch Socket Material | No. | 1.0000 | 1.0000 | 28162 | 6A 3Pin Socket (573424) | No. | 25.0000 | 290.0000 | 158.001.001.005.004.003.001.001.004.004. | 290.0000 | Material | 0 | 0.0000
619870 | A-204-2BHK Int. Flat Switch Socket Material | No. | 1.0000 | 1.0000 | 5240 | 6A One way Switch (573400) | No. | 51.0000 | 72.7600 | 158.001.001.005.004.003.001.001.004.004. | 0.0000 | Material | 0 | 0.0000
619870 | A-204-2BHK Int. Flat Switch Socket Material | No. | 1.0000 | 1.0000 | 2556 | Angle Holder | No. | 5.0000 | 28.0000 | 158.001.001.005.004.003.001.001.004.004. | 0.0000 | Material | 0 | 0.0000
619870 | A-204-2BHK Int. Flat Switch Socket Material | No. | 1.0000 | 1.0000 | 5244 | Blank Plate 1m (573449) | No. | 9.0000 | 19.8400 | 158.001.001.005.004.003.001.001.004.004. | 0.0000 | Material | 0 | 0.0000
619870 | A-204-2BHK Int. Flat Switch Socket Material | No. | 1.0000 | 1.0000 | 1714 | Connector | No. | 4.0000 | 9.0000 | 158.001.001.005.004.003.001.001.004.004. | 0.0000 | Material | 0 | 0.0000
619870 | A-204-2BHK Int. Flat Switch Socket Material | No. | 1.0000 | 1.0000 | 6758 | Fan Step Reg (573469) | No. | 6.0000 | 432.3400 | 158.001.001.005.004.003.001.001.004.004. | 0.0000 | Material | 0 | 0.0000
619870 | A-204-2BHK Int. Flat Switch Socket Material | No. | 1.0000 | 1.0000 | 3287 | Round Plate 4" - No. | No. | 38.0000 | 9.0000 | 158.001.001.005.004.003.001.001.004.004. | 0.0000 | Material | 0 | 0.0000
619870 | A-204-2BHK Int. Flat Switch Socket Material | No. | 1.0000 | 1.0000 | 9555 | Round Plate 6" | No. | 6.0000 | 6.0000 | 158.001.001.005.004.003.001.001.004.004. | 0.0000 | Material | 0 | 0.0000
619870 | A-204-2BHK Int. Flat Switch Socket Material | No. | 1.0000 | 1.0000 | 6757 | T.V. Socket (573425) | No. | 3.0000 | 83.1600 | 158.001.001.005.004.003.001.001.004.004. | 0.0000 | Material | 0 | 0.0000
619870 | A-204-2BHK Int. Flat Switch Socket Material | No. | 1.0000 | 1.0000 | 5242 | Tel. Socket 1mod (573426) | No. | 1.0000 | 79.3800 | 158.001.001.005.004.003.001.001.004.004. | 0.0000 | Material | 0 | 0.0000
667553 | A-204-2BHK Internal Flat Wiring. | No. | 1.0000 | 1.0000 | 23458 | 2 Pair telephone cable | Mtrs | 8.5000 | 50.0000 | 158.001.001.005.004.003.001.001.004.005. | 50.0000 | Material | 0 | 0.0000
667553 | A-204-2BHK Internal Flat Wiring. | No. | 1.0000 | 1.0000 | 12468 | PVC Copper Wire 1.5 Sqmm black | Mtrs | 82.5000 | 8.8600 | 158.001.001.005.004.003.001.001.004.005. | 8.8600 | Material | 0 | 0.0000
667553 | A-204-2BHK Internal Flat Wiring. | No. | 1.0000 | 1.0000 | 12530 | PVC Copper Wire 1.5 Sqmm blue | Mtrs | 82.0000 | 8.8600 | 158.001.001.005.004.003.001.001.004.005. | 8.8600 | Material | 0 | 0.0000
667553 | A-204-2BHK Internal Flat Wiring. | No. | 1.0000 | 1.0000 | 12469 | PVC Copper Wire 1.5 Sqmm green | Mtrs | 78.9800 | 8.8700 | 158.001.001.005.004.003.001.001.004.005. | 0.0000 | Material | 0 | 0.0000
667553 | A-204-2BHK Internal Flat Wiring. | No. | 1.0000 | 1.0000 | 26439 | PVC Copper Wire 1.5 Sqmm Grey | Mtrs | 65.0000 | 100.0000 | 158.001.001.005.004.003.001.001.004.005. | 100.0000 | Material | 0 | 0.0000
667553 | A-204-2BHK Internal Flat Wiring. | No. | 1.0000 | 1.0000 | 12466 | PVC Copper Wire 1.5 Sqmm red | Mtrs | 34.5000 | 8.8700 | 158.001.001.005.004.003.001.001.004.005. | 8.8700 | Material | 0 | 0.0000
667553 | A-204-2BHK Internal Flat Wiring. | No. | 1.0000 | 1.0000 | 12529 | PVC Copper Wire 1.5 Sqmm yellow | Mtrs | 145.5000 | 10.0000 | 158.001.001.005.004.003.001.001.004.005. | 10.0000 | Material | 0 | 0.0000
667553 | A-204-2BHK Internal Flat Wiring. | No. | 1.0000 | 1.0000 | 12471 | PVC Copper Wire 2.5 Sqmm black | Mtrs | 92.0000 | 14.2800 | 158.001.001.005.004.003.001.001.004.005. | 14.2800 | Material | 0 | 0.0000
667553 | A-204-2BHK Internal Flat Wiring. | No. | 1.0000 | 1.0000 | 12527 | PVC Copper Wire 2.5 Sqmm blue | Mtrs | 144.0000 | 14.2800 | 158.001.001.005.004.003.001.001.004.005. | 0.0000 | Material | 0 | 0.0000
667553 | A-204-2BHK Internal Flat Wiring. | No. | 1.0000 | 1.0000 | 12472 | PVC Copper Wire 2.5 Sqmm green | Mtrs | 50.5000 | 14.2800 | 158.001.001.005.004.003.001.001.004.005. | 0.0000 | Material | 0 | 0.0000
667553 | A-204-2BHK Internal Flat Wiring. | No. | 1.0000 | 1.0000 | 12470 | PVC Copper Wire 2.5 Sqmm red | Mtrs | 75.2500 | 14.2800 | 158.001.001.005.004.003.001.001.004.005. | 0.0000 | Material | 0 | 0.0000
667553 | A-204-2BHK Internal Flat Wiring. | No. | 1.0000 | 1.0000 | 12528 | PVC Copper Wire 2.5 Sqmm yellow | Mtrs | 22.0000 | 14.2800 | 158.001.001.005.004.003.001.001.004.005. | 14.2800 | Material | 0 | 0.0000
667553 | A-204-2BHK Internal Flat Wiring. | No. | 1.0000 | 1.0000 | 12475 | PVC Copper Wire 4 Sqmm black | Mtrs | 76.5000 | 21.1200 | 158.001.001.005.004.003.001.001.004.005. | 0.0000 | Material | 0 | 0.0000
667553 | A-204-2BHK Internal Flat Wiring. | No. | 1.0000 | 1.0000 | 13068 | PVC Copper Wire 4 Sqmm blue | Mtrs | 144.0000 | 10.0000 | 158.001.001.005.004.003.001.001.004.005. | 0.0000 | Material | 0 | 0.0000
667553 | A-204-2BHK Internal Flat Wiring. | No. | 1.0000 | 1.0000 | 12474 | PVC Copper Wire 4 Sqmm red | Mtrs | 73.5000 | 21.1200 | 158.001.001.005.004.003.001.001.004.005. | 0.0000 | Material | 0 | 0.0000
667553 | A-204-2BHK Internal Flat Wiring. | No. | 1.0000 | 1.0000 | 13067 | PVC Copper Wire 4 Sqmm yellow | Mtrs | 84.5000 | 10.0000 | 158.001.001.005.004.003.001.001.004.005. | 0.0000 | Material | 0 | 0.0000
667553 | A-204-2BHK Internal Flat Wiring. | No. | 1.0000 | 1.0000 | 1010 | RG-6 Co-Axial Cable | Mtrs | 19.0000 | 14.3900 | 158.001.001.005.004.003.001.001.004.005. | 0.0000 | Material | 0 | 0.0000
619872 | A-205-2BHK Internal Electrical work | No. | 1.0000 | 1.0000 | 26454 | 12 Module GI Concealed Box | No. | 2.0000 | 255.0000 | 158.001.001.005.004.003.001.001.005.001. | 255.0000 | Material | 0 | 0.0000
619872 | A-205-2BHK Internal Electrical work | No. | 1.0000 | 1.0000 | 5245 | 12M Plate (575770) | No. | 2.0000 | 225.8600 | 158.001.001.005.004.003.001.001.005.001. | 0.0000 | Material | 0 | 0.0000
619872 | A-205-2BHK Internal Electrical work | No. | 1.0000 | 1.0000 | 26448 | 2 Module GI Concealed Box | No. | 9.0000 | 75.0000 | 158.001.001.005.004.003.001.001.005.001. | 75.0000 | Material | 0 | 0.0000
619872 | A-205-2BHK Internal Electrical work | No. | 1.0000 | 1.0000 | 5250 | 2M Plate (575710) | No. | 9.0000 | 60.4800 | 158.001.001.005.004.003.001.001.005.001. | 0.0000 | Material | 0 | 0.0000
619872 | A-205-2BHK Internal Electrical work | No. | 1.0000 | 1.0000 | 26449 | 3 Module GI Concealed Box | No. | 11.0000 | 105.0000 | 158.001.001.005.004.003.001.001.005.001. | 105.0000 | Material | 0 | 0.0000
619872 | A-205-2BHK Internal Electrical work | No. | 1.0000 | 1.0000 | 5249 | 3M Plate (575720) | No. | 11.0000 | 68.9800 | 158.001.001.005.004.003.001.001.005.001. | 0.0000 | Material | 0 | 0.0000
619872 | A-205-2BHK Internal Electrical work | No. | 1.0000 | 1.0000 | 26450 | 4 Module GI Concealed Box | No. | 3.0000 | 130.0000 | 158.001.001.005.004.003.001.001.005.001. | 130.0000 | Material | 0 | 0.0000
619872 | A-205-2BHK Internal Electrical work | No. | 1.0000 | 1.0000 | 5248 | 4M Plate (575730) | No. | 3.0000 | 72.7600 | 158.001.001.005.004.003.001.001.005.001. | 0.0000 | Material | 0 | 0.0000
619872 | A-205-2BHK Internal Electrical work | No. | 1.0000 | 1.0000 | 26451 | 6 Module GI Concealed Box | No. | 7.0000 | 160.0000 | 158.001.001.005.004.003.001.001.005.001. | 160.0000 | Material | 0 | 0.0000
619872 | A-205-2BHK Internal Electrical work | No. | 1.0000 | 1.0000 | 5247 | 6M Plate (575740) | No. | 7.0000 | 131.3500 | 158.001.001.005.004.003.001.001.005.001. | 0.0000 | Material | 0 | 0.0000
619872 | A-205-2BHK Internal Electrical work | No. | 1.0000 | 1.0000 | 26452 | 8 Module GI Concealed Box | No. | 4.0000 | 215.0000 | 158.001.001.005.004.003.001.001.005.001. | 215.0000 | Material | 0 | 0.0000
619872 | A-205-2BHK Internal Electrical work | No. | 1.0000 | 1.0000 | 5246 | 8M Hzl Plate (575750) | No. | 4.0000 | 144.5800 | 158.001.001.005.004.003.001.001.005.001. | 0.0000 | Material | 0 | 0.0000
619873 | A-205-2BHK Wall Conduting Material 2BHK | No. | 1.0000 | 1.0000 | 8482 | Flexible Pipe 3/4" | Mtrs | 3.0000 | 5.2500 | 158.001.001.005.004.003.001.001.005.002. | 0.0000 | Material | 0 | 0.0000
619873 | A-205-2BHK Wall Conduting Material 2BHK | No. | 1.0000 | 1.0000 | 501 | Nails 3" | Kgs | 0.5000 | 63.0000 | 158.001.001.005.004.003.001.001.005.002. | 0.0000 | Material | 0 | 0.0000
619873 | A-205-2BHK Wall Conduting Material 2BHK | No. | 1.0000 | 1.0000 | 3246 | PVC 1 way Junction Box 1" | No. | 4.0000 | 18.2000 | 158.001.001.005.004.003.001.001.005.002. | 0.0000 | Material | 0 | 0.0000
619873 | A-205-2BHK Wall Conduting Material 2BHK | No. | 1.0000 | 1.0000 | 838 | PVC Conduit Bend 1" | No. | 13.0000 | 6.3500 | 158.001.001.005.004.003.001.001.005.002. | 6.3500 | Material | 0 | 0.0000
619873 | A-205-2BHK Wall Conduting Material 2BHK | No. | 1.0000 | 1.0000 | 837 | PVC Conduit Pipe 1" mtrs | Mtrs | 90.0000 | 18.6000 | 158.001.001.005.004.003.001.001.005.002. | 18.6000 | Material | 0 | 0.0000
619874 | A-205-2BHK Internal Flat DB Work | No. | 1.0000 | 1.0000 | 28289 | 10A Single Pole MCB (IH31P0C010) | No. | 4.0000 | 100.0000 | 158.001.001.005.004.003.001.001.005.003. | 100.0000 | Material | 0 | 0.0000
619874 | A-205-2BHK Internal Flat DB Work | No. | 1.0000 | 1.0000 | 28297 | 20A Single Pole MCB (IH31P0C020) | No. | 8.0000 | 300.0000 | 158.001.001.005.004.003.001.001.005.003. | 300.0000 | Material | 0 | 0.0000
619874 | A-205-2BHK Internal Flat DB Work | No. | 1.0000 | 1.0000 | 28776 | 4 Way TPN DB with tel. compartment IHETPNYV004 | No. | 1.0000 | 118.0000 | 158.001.001.005.004.003.001.001.005.003. | 100.0000 | Material | 45 | 18.0000 | C+S GST 18% I/P RD
619874 | A-205-2BHK Internal Flat DB Work | No. | 1.0000 | 1.0000 | 28545 | 40 AMP RCCB 4 Pole 30ma IH3R440030 | No. | 1.0000 | 118.0000 | 158.001.001.005.004.003.001.001.005.003. | 100.0000 | Material | 45 | 18.0000 | C+S GST 18% I/P RD
619875 | A-205-2BHK Int. Flat Switch Socket Material | No. | 1.0000 | 1.0000 | 5238 | 16A 1way switch w indi.(572063 | No. | 8.0000 | 127.5800 | 158.001.001.005.004.003.001.001.005.004. | 0.0000 | Material | 0 | 0.0000
619875 | A-205-2BHK Int. Flat Switch Socket Material | No. | 1.0000 | 1.0000 | 8655 | 16A socket (573471) | No. | 10.0000 | 254.0000 | 158.001.001.005.004.003.001.001.005.004. | 254.0000 | Material | 0 | 0.0000
619875 | A-205-2BHK Int. Flat Switch Socket Material | No. | 1.0000 | 1.0000 | 793 | 6 A Bell Push (573413) | No. | 1.0000 | 22.0500 | 158.001.001.005.004.003.001.001.005.004. | 0.0000 | Material | 0 | 0.0000
619875 | A-205-2BHK Int. Flat Switch Socket Material | No. | 1.0000 | 1.0000 | 7294 | 6A 2 Way Switch (573402) | No. | 4.0000 | 130.0000 | 158.001.001.005.004.003.001.001.005.004. | 0.0000 | Material | 0 | 0.0000
619875 | A-205-2BHK Int. Flat Switch Socket Material | No. | 1.0000 | 1.0000 | 28162 | 6A 3Pin Socket (573424) | No. | 25.0000 | 290.0000 | 158.001.001.005.004.003.001.001.005.004. | 290.0000 | Material | 0 | 0.0000
619875 | A-205-2BHK Int. Flat Switch Socket Material | No. | 1.0000 | 1.0000 | 5240 | 6A One way Switch (573400) | No. | 51.0000 | 72.7600 | 158.001.001.005.004.003.001.001.005.004. | 0.0000 | Material | 0 | 0.0000
619875 | A-205-2BHK Int. Flat Switch Socket Material | No. | 1.0000 | 1.0000 | 2556 | Angle Holder | No. | 5.0000 | 28.0000 | 158.001.001.005.004.003.001.001.005.004. | 0.0000 | Material | 0 | 0.0000
619875 | A-205-2BHK Int. Flat Switch Socket Material | No. | 1.0000 | 1.0000 | 5244 | Blank Plate 1m (573449) | No. | 9.0000 | 19.8400 | 158.001.001.005.004.003.001.001.005.004. | 0.0000 | Material | 0 | 0.0000
619875 | A-205-2BHK Int. Flat Switch Socket Material | No. | 1.0000 | 1.0000 | 1714 | Connector | No. | 4.0000 | 9.0000 | 158.001.001.005.004.003.001.001.005.004. | 0.0000 | Material | 0 | 0.0000
619875 | A-205-2BHK Int. Flat Switch Socket Material | No. | 1.0000 | 1.0000 | 6758 | Fan Step Reg (573469) | No. | 6.0000 | 432.3400 | 158.001.001.005.004.003.001.001.005.004. | 0.0000 | Material | 0 | 0.0000
619875 | A-205-2BHK Int. Flat Switch Socket Material | No. | 1.0000 | 1.0000 | 3287 | Round Plate 4" - No. | No. | 38.0000 | 9.0000 | 158.001.001.005.004.003.001.001.005.004. | 0.0000 | Material | 0 | 0.0000
619875 | A-205-2BHK Int. Flat Switch Socket Material | No. | 1.0000 | 1.0000 | 9555 | Round Plate 6" | No. | 6.0000 | 6.0000 | 158.001.001.005.004.003.001.001.005.004. | 0.0000 | Material | 0 | 0.0000
619875 | A-205-2BHK Int. Flat Switch Socket Material | No. | 1.0000 | 1.0000 | 6757 | T.V. Socket (573425) | No. | 3.0000 | 83.1600 | 158.001.001.005.004.003.001.001.005.004. | 0.0000 | Material | 0 | 0.0000
619875 | A-205-2BHK Int. Flat Switch Socket Material | No. | 1.0000 | 1.0000 | 5242 | Tel. Socket 1mod (573426) | No. | 1.0000 | 79.3800 | 158.001.001.005.004.003.001.001.005.004. | 0.0000 | Material | 0 | 0.0000
667554 | A-205-2BHK Internal Flat Wiring. | No. | 1.0000 | 1.0000 | 23458 | 2 Pair telephone cable | Mtrs | 8.5000 | 50.0000 | 158.001.001.005.004.003.001.001.005.005. | 50.0000 | Material | 0 | 0.0000
667554 | A-205-2BHK Internal Flat Wiring. | No. | 1.0000 | 1.0000 | 12468 | PVC Copper Wire 1.5 Sqmm black | Mtrs | 82.5000 | 8.8600 | 158.001.001.005.004.003.001.001.005.005. | 8.8600 | Material | 0 | 0.0000
667554 | A-205-2BHK Internal Flat Wiring. | No. | 1.0000 | 1.0000 | 12530 | PVC Copper Wire 1.5 Sqmm blue | Mtrs | 82.0000 | 8.8600 | 158.001.001.005.004.003.001.001.005.005. | 8.8600 | Material | 0 | 0.0000
667554 | A-205-2BHK Internal Flat Wiring. | No. | 1.0000 | 1.0000 | 12469 | PVC Copper Wire 1.5 Sqmm green | Mtrs | 78.9800 | 8.8700 | 158.001.001.005.004.003.001.001.005.005. | 0.0000 | Material | 0 | 0.0000
667554 | A-205-2BHK Internal Flat Wiring. | No. | 1.0000 | 1.0000 | 26439 | PVC Copper Wire 1.5 Sqmm Grey | Mtrs | 65.0000 | 100.0000 | 158.001.001.005.004.003.001.001.005.005. | 100.0000 | Material | 0 | 0.0000
667554 | A-205-2BHK Internal Flat Wiring. | No. | 1.0000 | 1.0000 | 12466 | PVC Copper Wire 1.5 Sqmm red | Mtrs | 34.5000 | 8.8700 | 158.001.001.005.004.003.001.001.005.005. | 8.8700 | Material | 0 | 0.0000
667554 | A-205-2BHK Internal Flat Wiring. | No. | 1.0000 | 1.0000 | 12529 | PVC Copper Wire 1.5 Sqmm yellow | Mtrs | 145.5000 | 10.0000 | 158.001.001.005.004.003.001.001.005.005. | 10.0000 | Material | 0 | 0.0000
667554 | A-205-2BHK Internal Flat Wiring. | No. | 1.0000 | 1.0000 | 12471 | PVC Copper Wire 2.5 Sqmm black | Mtrs | 92.0000 | 14.2800 | 158.001.001.005.004.003.001.001.005.005. | 14.2800 | Material | 0 | 0.0000
667554 | A-205-2BHK Internal Flat Wiring. | No. | 1.0000 | 1.0000 | 12527 | PVC Copper Wire 2.5 Sqmm blue | Mtrs | 144.0000 | 14.2800 | 158.001.001.005.004.003.001.001.005.005. | 0.0000 | Material | 0 | 0.0000
667554 | A-205-2BHK Internal Flat Wiring. | No. | 1.0000 | 1.0000 | 12472 | PVC Copper Wire 2.5 Sqmm green | Mtrs | 50.5000 | 14.2800 | 158.001.001.005.004.003.001.001.005.005. | 0.0000 | Material | 0 | 0.0000
667554 | A-205-2BHK Internal Flat Wiring. | No. | 1.0000 | 1.0000 | 12470 | PVC Copper Wire 2.5 Sqmm red | Mtrs | 75.2500 | 14.2800 | 158.001.001.005.004.003.001.001.005.005. | 0.0000 | Material | 0 | 0.0000
667554 | A-205-2BHK Internal Flat Wiring. | No. | 1.0000 | 1.0000 | 12528 | PVC Copper Wire 2.5 Sqmm yellow | Mtrs | 22.0000 | 14.2800 | 158.001.001.005.004.003.001.001.005.005. | 14.2800 | Material | 0 | 0.0000
667554 | A-205-2BHK Internal Flat Wiring. | No. | 1.0000 | 1.0000 | 12475 | PVC Copper Wire 4 Sqmm black | Mtrs | 76.5000 | 21.1200 | 158.001.001.005.004.003.001.001.005.005. | 0.0000 | Material | 0 | 0.0000
667554 | A-205-2BHK Internal Flat Wiring. | No. | 1.0000 | 1.0000 | 13068 | PVC Copper Wire 4 Sqmm blue | Mtrs | 144.0000 | 10.0000 | 158.001.001.005.004.003.001.001.005.005. | 0.0000 | Material | 0 | 0.0000
667554 | A-205-2BHK Internal Flat Wiring. | No. | 1.0000 | 1.0000 | 12474 | PVC Copper Wire 4 Sqmm red | Mtrs | 73.5000 | 21.1200 | 158.001.001.005.004.003.001.001.005.005. | 0.0000 | Material | 0 | 0.0000
667554 | A-205-2BHK Internal Flat Wiring. | No. | 1.0000 | 1.0000 | 13067 | PVC Copper Wire 4 Sqmm yellow | Mtrs | 84.5000 | 10.0000 | 158.001.001.005.004.003.001.001.005.005. | 0.0000 | Material | 0 | 0.0000
667554 | A-205-2BHK Internal Flat Wiring. | No. | 1.0000 | 1.0000 | 1010 | RG-6 Co-Axial Cable | Mtrs | 19.0000 | 14.3900 | 158.001.001.005.004.003.001.001.005.005. | 0.0000 | Material | 0 | 0.0000
619877 | A-206-2BHK Internal Electrical work | No. | 1.0000 | 1.0000 | 26454 | 12 Module GI Concealed Box | No. | 2.0000 | 255.0000 | 158.001.001.005.004.003.001.001.006.001. | 255.0000 | Material | 0 | 0.0000
619877 | A-206-2BHK Internal Electrical work | No. | 1.0000 | 1.0000 | 5245 | 12M Plate (575770) | No. | 2.0000 | 225.8600 | 158.001.001.005.004.003.001.001.006.001. | 0.0000 | Material | 0 | 0.0000
619877 | A-206-2BHK Internal Electrical work | No. | 1.0000 | 1.0000 | 26448 | 2 Module GI Concealed Box | No. | 9.0000 | 75.0000 | 158.001.001.005.004.003.001.001.006.001. | 75.0000 | Material | 0 | 0.0000
619877 | A-206-2BHK Internal Electrical work | No. | 1.0000 | 1.0000 | 5250 | 2M Plate (575710) | No. | 9.0000 | 60.4800 | 158.001.001.005.004.003.001.001.006.001. | 0.0000 | Material | 0 | 0.0000
619877 | A-206-2BHK Internal Electrical work | No. | 1.0000 | 1.0000 | 26449 | 3 Module GI Concealed Box | No. | 11.0000 | 105.0000 | 158.001.001.005.004.003.001.001.006.001. | 105.0000 | Material | 0 | 0.0000
619877 | A-206-2BHK Internal Electrical work | No. | 1.0000 | 1.0000 | 5249 | 3M Plate (575720) | No. | 11.0000 | 68.9800 | 158.001.001.005.004.003.001.001.006.001. | 0.0000 | Material | 0 | 0.0000
619877 | A-206-2BHK Internal Electrical work | No. | 1.0000 | 1.0000 | 26450 | 4 Module GI Concealed Box | No. | 3.0000 | 130.0000 | 158.001.001.005.004.003.001.001.006.001. | 130.0000 | Material | 0 | 0.0000
619877 | A-206-2BHK Internal Electrical work | No. | 1.0000 | 1.0000 | 5248 | 4M Plate (575730) | No. | 3.0000 | 72.7600 | 158.001.001.005.004.003.001.001.006.001. | 0.0000 | Material | 0 | 0.0000
619877 | A-206-2BHK Internal Electrical work | No. | 1.0000 | 1.0000 | 26451 | 6 Module GI Concealed Box | No. | 7.0000 | 160.0000 | 158.001.001.005.004.003.001.001.006.001. | 160.0000 | Material | 0 | 0.0000
619877 | A-206-2BHK Internal Electrical work | No. | 1.0000 | 1.0000 | 5247 | 6M Plate (575740) | No. | 7.0000 | 131.3500 | 158.001.001.005.004.003.001.001.006.001. | 0.0000 | Material | 0 | 0.0000
619877 | A-206-2BHK Internal Electrical work | No. | 1.0000 | 1.0000 | 26452 | 8 Module GI Concealed Box | No. | 4.0000 | 215.0000 | 158.001.001.005.004.003.001.001.006.001. | 215.0000 | Material | 0 | 0.0000
619877 | A-206-2BHK Internal Electrical work | No. | 1.0000 | 1.0000 | 5246 | 8M Hzl Plate (575750) | No. | 4.0000 | 144.5800 | 158.001.001.005.004.003.001.001.006.001. | 0.0000 | Material | 0 | 0.0000
619878 | A-206-2BHK Wall Conduting Material 2BHK | No. | 1.0000 | 1.0000 | 8482 | Flexible Pipe 3/4" | Mtrs | 3.0000 | 5.2500 | 158.001.001.005.004.003.001.001.006.002. | 0.0000 | Material | 0 | 0.0000
619878 | A-206-2BHK Wall Conduting Material 2BHK | No. | 1.0000 | 1.0000 | 501 | Nails 3" | Kgs | 0.5000 | 63.0000 | 158.001.001.005.004.003.001.001.006.002. | 0.0000 | Material | 0 | 0.0000
619878 | A-206-2BHK Wall Conduting Material 2BHK | No. | 1.0000 | 1.0000 | 3246 | PVC 1 way Junction Box 1" | No. | 4.0000 | 18.2000 | 158.001.001.005.004.003.001.001.006.002. | 0.0000 | Material | 0 | 0.0000
619878 | A-206-2BHK Wall Conduting Material 2BHK | No. | 1.0000 | 1.0000 | 838 | PVC Conduit Bend 1" | No. | 13.0000 | 6.3500 | 158.001.001.005.004.003.001.001.006.002. | 6.3500 | Material | 0 | 0.0000
619878 | A-206-2BHK Wall Conduting Material 2BHK | No. | 1.0000 | 1.0000 | 837 | PVC Conduit Pipe 1" mtrs | Mtrs | 90.0000 | 18.6000 | 158.001.001.005.004.003.001.001.006.002. | 18.6000 | Material | 0 | 0.0000
619879 | A-206-2BHK Internal Flat DB Work | No. | 1.0000 | 1.0000 | 28289 | 10A Single Pole MCB (IH31P0C010) | No. | 4.0000 | 100.0000 | 158.001.001.005.004.003.001.001.006.003. | 100.0000 | Material | 0 | 0.0000
619879 | A-206-2BHK Internal Flat DB Work | No. | 1.0000 | 1.0000 | 28297 | 20A Single Pole MCB (IH31P0C020) | No. | 8.0000 | 300.0000 | 158.001.001.005.004.003.001.001.006.003. | 300.0000 | Material | 0 | 0.0000
619879 | A-206-2BHK Internal Flat DB Work | No. | 1.0000 | 1.0000 | 28776 | 4 Way TPN DB with tel. compartment IHETPNYV004 | No. | 1.0000 | 118.0000 | 158.001.001.005.004.003.001.001.006.003. | 100.0000 | Material | 45 | 18.0000 | C+S GST 18% I/P RD
619879 | A-206-2BHK Internal Flat DB Work | No. | 1.0000 | 1.0000 | 28545 | 40 AMP RCCB 4 Pole 30ma IH3R440030 | No. | 1.0000 | 118.0000 | 158.001.001.005.004.003.001.001.006.003. | 100.0000 | Material | 45 | 18.0000 | C+S GST 18% I/P RD
619880 | A-206-2BHK Int. Flat Switch Socket Material | No. | 1.0000 | 1.0000 | 5238 | 16A 1way switch w indi.(572063 | No. | 8.0000 | 127.5800 | 158.001.001.005.004.003.001.001.006.004. | 0.0000 | Material | 0 | 0.0000
619880 | A-206-2BHK Int. Flat Switch Socket Material | No. | 1.0000 | 1.0000 | 8655 | 16A socket (573471) | No. | 10.0000 | 254.0000 | 158.001.001.005.004.003.001.001.006.004. | 254.0000 | Material | 0 | 0.0000
619880 | A-206-2BHK Int. Flat Switch Socket Material | No. | 1.0000 | 1.0000 | 793 | 6 A Bell Push (573413) | No. | 1.0000 | 22.0500 | 158.001.001.005.004.003.001.001.006.004. | 0.0000 | Material | 0 | 0.0000
619880 | A-206-2BHK Int. Flat Switch Socket Material | No. | 1.0000 | 1.0000 | 7294 | 6A 2 Way Switch (573402) | No. | 4.0000 | 130.0000 | 158.001.001.005.004.003.001.001.006.004. | 0.0000 | Material | 0 | 0.0000
619880 | A-206-2BHK Int. Flat Switch Socket Material | No. | 1.0000 | 1.0000 | 28162 | 6A 3Pin Socket (573424) | No. | 25.0000 | 290.0000 | 158.001.001.005.004.003.001.001.006.004. | 290.0000 | Material | 0 | 0.0000
619880 | A-206-2BHK Int. Flat Switch Socket Material | No. | 1.0000 | 1.0000 | 5240 | 6A One way Switch (573400) | No. | 51.0000 | 72.7600 | 158.001.001.005.004.003.001.001.006.004. | 0.0000 | Material | 0 | 0.0000
619880 | A-206-2BHK Int. Flat Switch Socket Material | No. | 1.0000 | 1.0000 | 2556 | Angle Holder | No. | 5.0000 | 28.0000 | 158.001.001.005.004.003.001.001.006.004. | 0.0000 | Material | 0 | 0.0000
619880 | A-206-2BHK Int. Flat Switch Socket Material | No. | 1.0000 | 1.0000 | 5244 | Blank Plate 1m (573449) | No. | 9.0000 | 19.8400 | 158.001.001.005.004.003.001.001.006.004. | 0.0000 | Material | 0 | 0.0000
619880 | A-206-2BHK Int. Flat Switch Socket Material | No. | 1.0000 | 1.0000 | 1714 | Connector | No. | 4.0000 | 9.0000 | 158.001.001.005.004.003.001.001.006.004. | 0.0000 | Material | 0 | 0.0000
619880 | A-206-2BHK Int. Flat Switch Socket Material | No. | 1.0000 | 1.0000 | 6758 | Fan Step Reg (573469) | No. | 6.0000 | 432.3400 | 158.001.001.005.004.003.001.001.006.004. | 0.0000 | Material | 0 | 0.0000
619880 | A-206-2BHK Int. Flat Switch Socket Material | No. | 1.0000 | 1.0000 | 3287 | Round Plate 4" - No. | No. | 38.0000 | 9.0000 | 158.001.001.005.004.003.001.001.006.004. | 0.0000 | Material | 0 | 0.0000
619880 | A-206-2BHK Int. Flat Switch Socket Material | No. | 1.0000 | 1.0000 | 9555 | Round Plate 6" | No. | 6.0000 | 6.0000 | 158.001.001.005.004.003.001.001.006.004. | 0.0000 | Material | 0 | 0.0000
619880 | A-206-2BHK Int. Flat Switch Socket Material | No. | 1.0000 | 1.0000 | 6757 | T.V. Socket (573425) | No. | 3.0000 | 83.1600 | 158.001.001.005.004.003.001.001.006.004. | 0.0000 | Material | 0 | 0.0000
619880 | A-206-2BHK Int. Flat Switch Socket Material | No. | 1.0000 | 1.0000 | 5242 | Tel. Socket 1mod (573426) | No. | 1.0000 | 79.3800 | 158.001.001.005.004.003.001.001.006.004. | 0.0000 | Material | 0 | 0.0000
667555 | A-206-2BHK Internal Flat Wiring. | No. | 1.0000 | 1.0000 | 23458 | 2 Pair telephone cable | Mtrs | 8.5000 | 50.0000 | 158.001.001.005.004.003.001.001.006.005. | 50.0000 | Material | 0 | 0.0000
667555 | A-206-2BHK Internal Flat Wiring. | No. | 1.0000 | 1.0000 | 12468 | PVC Copper Wire 1.5 Sqmm black | Mtrs | 82.5000 | 8.8600 | 158.001.001.005.004.003.001.001.006.005. | 8.8600 | Material | 0 | 0.0000
667555 | A-206-2BHK Internal Flat Wiring. | No. | 1.0000 | 1.0000 | 12530 | PVC Copper Wire 1.5 Sqmm blue | Mtrs | 82.0000 | 8.8600 | 158.001.001.005.004.003.001.001.006.005. | 8.8600 | Material | 0 | 0.0000
667555 | A-206-2BHK Internal Flat Wiring. | No. | 1.0000 | 1.0000 | 12469 | PVC Copper Wire 1.5 Sqmm green | Mtrs | 78.9800 | 8.8700 | 158.001.001.005.004.003.001.001.006.005. | 0.0000 | Material | 0 | 0.0000
667555 | A-206-2BHK Internal Flat Wiring. | No. | 1.0000 | 1.0000 | 26439 | PVC Copper Wire 1.5 Sqmm Grey | Mtrs | 65.0000 | 100.0000 | 158.001.001.005.004.003.001.001.006.005. | 100.0000 | Material | 0 | 0.0000
667555 | A-206-2BHK Internal Flat Wiring. | No. | 1.0000 | 1.0000 | 12466 | PVC Copper Wire 1.5 Sqmm red | Mtrs | 34.5000 | 8.8700 | 158.001.001.005.004.003.001.001.006.005. | 8.8700 | Material | 0 | 0.0000
667555 | A-206-2BHK Internal Flat Wiring. | No. | 1.0000 | 1.0000 | 12529 | PVC Copper Wire 1.5 Sqmm yellow | Mtrs | 145.5000 | 10.0000 | 158.001.001.005.004.003.001.001.006.005. | 10.0000 | Material | 0 | 0.0000
667555 | A-206-2BHK Internal Flat Wiring. | No. | 1.0000 | 1.0000 | 12471 | PVC Copper Wire 2.5 Sqmm black | Mtrs | 92.0000 | 14.2800 | 158.001.001.005.004.003.001.001.006.005. | 14.2800 | Material | 0 | 0.0000
667555 | A-206-2BHK Internal Flat Wiring. | No. | 1.0000 | 1.0000 | 12527 | PVC Copper Wire 2.5 Sqmm blue | Mtrs | 144.0000 | 14.2800 | 158.001.001.005.004.003.001.001.006.005. | 0.0000 | Material | 0 | 0.0000
667555 | A-206-2BHK Internal Flat Wiring. | No. | 1.0000 | 1.0000 | 12472 | PVC Copper Wire 2.5 Sqmm green | Mtrs | 50.5000 | 14.2800 | 158.001.001.005.004.003.001.001.006.005. | 0.0000 | Material | 0 | 0.0000
667555 | A-206-2BHK Internal Flat Wiring. | No. | 1.0000 | 1.0000 | 12470 | PVC Copper Wire 2.5 Sqmm red | Mtrs | 75.2500 | 14.2800 | 158.001.001.005.004.003.001.001.006.005. | 0.0000 | Material | 0 | 0.0000
667555 | A-206-2BHK Internal Flat Wiring. | No. | 1.0000 | 1.0000 | 12528 | PVC Copper Wire 2.5 Sqmm yellow | Mtrs | 22.0000 | 14.2800 | 158.001.001.005.004.003.001.001.006.005. | 14.2800 | Material | 0 | 0.0000
667555 | A-206-2BHK Internal Flat Wiring. | No. | 1.0000 | 1.0000 | 12475 | PVC Copper Wire 4 Sqmm black | Mtrs | 76.5000 | 21.1200 | 158.001.001.005.004.003.001.001.006.005. | 0.0000 | Material | 0 | 0.0000
667555 | A-206-2BHK Internal Flat Wiring. | No. | 1.0000 | 1.0000 | 13068 | PVC Copper Wire 4 Sqmm blue | Mtrs | 144.0000 | 10.0000 | 158.001.001.005.004.003.001.001.006.005. | 0.0000 | Material | 0 | 0.0000
667555 | A-206-2BHK Internal Flat Wiring. | No. | 1.0000 | 1.0000 | 12474 | PVC Copper Wire 4 Sqmm red | Mtrs | 73.5000 | 21.1200 | 158.001.001.005.004.003.001.001.006.005. | 0.0000 | Material | 0 | 0.0000
667555 | A-206-2BHK Internal Flat Wiring. | No. | 1.0000 | 1.0000 | 13067 | PVC Copper Wire 4 Sqmm yellow | Mtrs | 84.5000 | 10.0000 | 158.001.001.005.004.003.001.001.006.005. | 0.0000 | Material | 0 | 0.0000
667555 | A-206-2BHK Internal Flat Wiring. | No. | 1.0000 | 1.0000 | 1010 | RG-6 Co-Axial Cable | Mtrs | 19.0000 | 14.3900 | 158.001.001.005.004.003.001.001.006.005. | 0.0000 | Material | 0 | 0.0000
619882 | A-207-2BHK Internal Electrical work | No. | 1.0000 | 1.0000 | 26454 | 12 Module GI Concealed Box | No. | 2.0000 | 255.0000 | 158.001.001.005.004.003.001.001.007.001. | 255.0000 | Material | 0 | 0.0000
619882 | A-207-2BHK Internal Electrical work | No. | 1.0000 | 1.0000 | 5245 | 12M Plate (575770) | No. | 2.0000 | 225.8600 | 158.001.001.005.004.003.001.001.007.001. | 0.0000 | Material | 0 | 0.0000
619882 | A-207-2BHK Internal Electrical work | No. | 1.0000 | 1.0000 | 26448 | 2 Module GI Concealed Box | No. | 9.0000 | 75.0000 | 158.001.001.005.004.003.001.001.007.001. | 75.0000 | Material | 0 | 0.0000
619882 | A-207-2BHK Internal Electrical work | No. | 1.0000 | 1.0000 | 5250 | 2M Plate (575710) | No. | 9.0000 | 60.4800 | 158.001.001.005.004.003.001.001.007.001. | 0.0000 | Material | 0 | 0.0000
619882 | A-207-2BHK Internal Electrical work | No. | 1.0000 | 1.0000 | 26449 | 3 Module GI Concealed Box | No. | 11.0000 | 105.0000 | 158.001.001.005.004.003.001.001.007.001. | 105.0000 | Material | 0 | 0.0000
619882 | A-207-2BHK Internal Electrical work | No. | 1.0000 | 1.0000 | 5249 | 3M Plate (575720) | No. | 11.0000 | 68.9800 | 158.001.001.005.004.003.001.001.007.001. | 0.0000 | Material | 0 | 0.0000
619882 | A-207-2BHK Internal Electrical work | No. | 1.0000 | 1.0000 | 26450 | 4 Module GI Concealed Box | No. | 3.0000 | 130.0000 | 158.001.001.005.004.003.001.001.007.001. | 130.0000 | Material | 0 | 0.0000
619882 | A-207-2BHK Internal Electrical work | No. | 1.0000 | 1.0000 | 5248 | 4M Plate (575730) | No. | 3.0000 | 72.7600 | 158.001.001.005.004.003.001.001.007.001. | 0.0000 | Material | 0 | 0.0000
619882 | A-207-2BHK Internal Electrical work | No. | 1.0000 | 1.0000 | 26451 | 6 Module GI Concealed Box | No. | 7.0000 | 160.0000 | 158.001.001.005.004.003.001.001.007.001. | 160.0000 | Material | 0 | 0.0000
619882 | A-207-2BHK Internal Electrical work | No. | 1.0000 | 1.0000 | 5247 | 6M Plate (575740) | No. | 7.0000 | 131.3500 | 158.001.001.005.004.003.001.001.007.001. | 0.0000 | Material | 0 | 0.0000
619882 | A-207-2BHK Internal Electrical work | No. | 1.0000 | 1.0000 | 26452 | 8 Module GI Concealed Box | No. | 4.0000 | 215.0000 | 158.001.001.005.004.003.001.001.007.001. | 215.0000 | Material | 0 | 0.0000
619882 | A-207-2BHK Internal Electrical work | No. | 1.0000 | 1.0000 | 5246 | 8M Hzl Plate (575750) | No. | 4.0000 | 144.5800 | 158.001.001.005.004.003.001.001.007.001. | 0.0000 | Material | 0 | 0.0000
619883 | A-207-2BHK Wall Conduting Material 2BHK | No. | 1.0000 | 1.0000 | 8482 | Flexible Pipe 3/4" | Mtrs | 3.0000 | 5.2500 | 158.001.001.005.004.003.001.001.007.002. | 0.0000 | Material | 0 | 0.0000
619883 | A-207-2BHK Wall Conduting Material 2BHK | No. | 1.0000 | 1.0000 | 501 | Nails 3" | Kgs | 0.5000 | 63.0000 | 158.001.001.005.004.003.001.001.007.002. | 0.0000 | Material | 0 | 0.0000
619883 | A-207-2BHK Wall Conduting Material 2BHK | No. | 1.0000 | 1.0000 | 3246 | PVC 1 way Junction Box 1" | No. | 4.0000 | 18.2000 | 158.001.001.005.004.003.001.001.007.002. | 0.0000 | Material | 0 | 0.0000
619883 | A-207-2BHK Wall Conduting Material 2BHK | No. | 1.0000 | 1.0000 | 838 | PVC Conduit Bend 1" | No. | 13.0000 | 6.3500 | 158.001.001.005.004.003.001.001.007.002. | 6.3500 | Material | 0 | 0.0000
619883 | A-207-2BHK Wall Conduting Material 2BHK | No. | 1.0000 | 1.0000 | 837 | PVC Conduit Pipe 1" mtrs | Mtrs | 90.0000 | 18.6000 | 158.001.001.005.004.003.001.001.007.002. | 18.6000 | Material | 0 | 0.0000
619884 | A-207-2BHK Internal Flat DB Work | No. | 1.0000 | 1.0000 | 28289 | 10A Single Pole MCB (IH31P0C010) | No. | 4.0000 | 100.0000 | 158.001.001.005.004.003.001.001.007.003. | 100.0000 | Material | 0 | 0.0000
619884 | A-207-2BHK Internal Flat DB Work | No. | 1.0000 | 1.0000 | 28297 | 20A Single Pole MCB (IH31P0C020) | No. | 8.0000 | 300.0000 | 158.001.001.005.004.003.001.001.007.003. | 300.0000 | Material | 0 | 0.0000
619884 | A-207-2BHK Internal Flat DB Work | No. | 1.0000 | 1.0000 | 28776 | 4 Way TPN DB with tel. compartment IHETPNYV004 | No. | 1.0000 | 118.0000 | 158.001.001.005.004.003.001.001.007.003. | 100.0000 | Material | 45 | 18.0000 | C+S GST 18% I/P RD
619884 | A-207-2BHK Internal Flat DB Work | No. | 1.0000 | 1.0000 | 28545 | 40 AMP RCCB 4 Pole 30ma IH3R440030 | No. | 1.0000 | 118.0000 | 158.001.001.005.004.003.001.001.007.003. | 100.0000 | Material | 45 | 18.0000 | C+S GST 18% I/P RD
619885 | A-207-2BHK Int. Flat Switch Socket Material | No. | 1.0000 | 1.0000 | 5238 | 16A 1way switch w indi.(572063 | No. | 8.0000 | 127.5800 | 158.001.001.005.004.003.001.001.007.004. | 0.0000 | Material | 0 | 0.0000
619885 | A-207-2BHK Int. Flat Switch Socket Material | No. | 1.0000 | 1.0000 | 8655 | 16A socket (573471) | No. | 10.0000 | 254.0000 | 158.001.001.005.004.003.001.001.007.004. | 254.0000 | Material | 0 | 0.0000
619885 | A-207-2BHK Int. Flat Switch Socket Material | No. | 1.0000 | 1.0000 | 793 | 6 A Bell Push (573413) | No. | 1.0000 | 22.0500 | 158.001.001.005.004.003.001.001.007.004. | 0.0000 | Material | 0 | 0.0000
619885 | A-207-2BHK Int. Flat Switch Socket Material | No. | 1.0000 | 1.0000 | 7294 | 6A 2 Way Switch (573402) | No. | 4.0000 | 130.0000 | 158.001.001.005.004.003.001.001.007.004. | 0.0000 | Material | 0 | 0.0000
619885 | A-207-2BHK Int. Flat Switch Socket Material | No. | 1.0000 | 1.0000 | 28162 | 6A 3Pin Socket (573424) | No. | 25.0000 | 290.0000 | 158.001.001.005.004.003.001.001.007.004. | 290.0000 | Material | 0 | 0.0000
619885 | A-207-2BHK Int. Flat Switch Socket Material | No. | 1.0000 | 1.0000 | 5240 | 6A One way Switch (573400) | No. | 51.0000 | 72.7600 | 158.001.001.005.004.003.001.001.007.004. | 0.0000 | Material | 0 | 0.0000
619885 | A-207-2BHK Int. Flat Switch Socket Material | No. | 1.0000 | 1.0000 | 2556 | Angle Holder | No. | 5.0000 | 28.0000 | 158.001.001.005.004.003.001.001.007.004. | 0.0000 | Material | 0 | 0.0000
619885 | A-207-2BHK Int. Flat Switch Socket Material | No. | 1.0000 | 1.0000 | 5244 | Blank Plate 1m (573449) | No. | 9.0000 | 19.8400 | 158.001.001.005.004.003.001.001.007.004. | 0.0000 | Material | 0 | 0.0000
619885 | A-207-2BHK Int. Flat Switch Socket Material | No. | 1.0000 | 1.0000 | 1714 | Connector | No. | 4.0000 | 9.0000 | 158.001.001.005.004.003.001.001.007.004. | 0.0000 | Material | 0 | 0.0000
619885 | A-207-2BHK Int. Flat Switch Socket Material | No. | 1.0000 | 1.0000 | 6758 | Fan Step Reg (573469) | No. | 6.0000 | 432.3400 | 158.001.001.005.004.003.001.001.007.004. | 0.0000 | Material | 0 | 0.0000
619885 | A-207-2BHK Int. Flat Switch Socket Material | No. | 1.0000 | 1.0000 | 3287 | Round Plate 4" - No. | No. | 38.0000 | 9.0000 | 158.001.001.005.004.003.001.001.007.004. | 0.0000 | Material | 0 | 0.0000
619885 | A-207-2BHK Int. Flat Switch Socket Material | No. | 1.0000 | 1.0000 | 9555 | Round Plate 6" | No. | 6.0000 | 6.0000 | 158.001.001.005.004.003.001.001.007.004. | 0.0000 | Material | 0 | 0.0000
619885 | A-207-2BHK Int. Flat Switch Socket Material | No. | 1.0000 | 1.0000 | 6757 | T.V. Socket (573425) | No. | 3.0000 | 83.1600 | 158.001.001.005.004.003.001.001.007.004. | 0.0000 | Material | 0 | 0.0000
619885 | A-207-2BHK Int. Flat Switch Socket Material | No. | 1.0000 | 1.0000 | 5242 | Tel. Socket 1mod (573426) | No. | 1.0000 | 79.3800 | 158.001.001.005.004.003.001.001.007.004. | 0.0000 | Material | 0 | 0.0000
667556 | A-207-2BHK Internal Flat Wiring. | No. | 1.0000 | 1.0000 | 23458 | 2 Pair telephone cable | Mtrs | 8.5000 | 50.0000 | 158.001.001.005.004.003.001.001.007.005. | 50.0000 | Material | 0 | 0.0000
667556 | A-207-2BHK Internal Flat Wiring. | No. | 1.0000 | 1.0000 | 12468 | PVC Copper Wire 1.5 Sqmm black | Mtrs | 82.5000 | 8.8600 | 158.001.001.005.004.003.001.001.007.005. | 8.8600 | Material | 0 | 0.0000
667556 | A-207-2BHK Internal Flat Wiring. | No. | 1.0000 | 1.0000 | 12530 | PVC Copper Wire 1.5 Sqmm blue | Mtrs | 82.0000 | 8.8600 | 158.001.001.005.004.003.001.001.007.005. | 8.8600 | Material | 0 | 0.0000
667556 | A-207-2BHK Internal Flat Wiring. | No. | 1.0000 | 1.0000 | 12469 | PVC Copper Wire 1.5 Sqmm green | Mtrs | 78.9800 | 8.8700 | 158.001.001.005.004.003.001.001.007.005. | 0.0000 | Material | 0 | 0.0000
667556 | A-207-2BHK Internal Flat Wiring. | No. | 1.0000 | 1.0000 | 26439 | PVC Copper Wire 1.5 Sqmm Grey | Mtrs | 65.0000 | 100.0000 | 158.001.001.005.004.003.001.001.007.005. | 100.0000 | Material | 0 | 0.0000
667556 | A-207-2BHK Internal Flat Wiring. | No. | 1.0000 | 1.0000 | 12466 | PVC Copper Wire 1.5 Sqmm red | Mtrs | 34.5000 | 8.8700 | 158.001.001.005.004.003.001.001.007.005. | 8.8700 | Material | 0 | 0.0000
667556 | A-207-2BHK Internal Flat Wiring. | No. | 1.0000 | 1.0000 | 12529 | PVC Copper Wire 1.5 Sqmm yellow | Mtrs | 145.5000 | 10.0000 | 158.001.001.005.004.003.001.001.007.005. | 10.0000 | Material | 0 | 0.0000
667556 | A-207-2BHK Internal Flat Wiring. | No. | 1.0000 | 1.0000 | 12471 | PVC Copper Wire 2.5 Sqmm black | Mtrs | 92.0000 | 14.2800 | 158.001.001.005.004.003.001.001.007.005. | 14.2800 | Material | 0 | 0.0000
667556 | A-207-2BHK Internal Flat Wiring. | No. | 1.0000 | 1.0000 | 12527 | PVC Copper Wire 2.5 Sqmm blue | Mtrs | 144.0000 | 14.2800 | 158.001.001.005.004.003.001.001.007.005. | 0.0000 | Material | 0 | 0.0000
667556 | A-207-2BHK Internal Flat Wiring. | No. | 1.0000 | 1.0000 | 12472 | PVC Copper Wire 2.5 Sqmm green | Mtrs | 50.5000 | 14.2800 | 158.001.001.005.004.003.001.001.007.005. | 0.0000 | Material | 0 | 0.0000
667556 | A-207-2BHK Internal Flat Wiring. | No. | 1.0000 | 1.0000 | 12470 | PVC Copper Wire 2.5 Sqmm red | Mtrs | 75.2500 | 14.2800 | 158.001.001.005.004.003.001.001.007.005. | 0.0000 | Material | 0 | 0.0000
667556 | A-207-2BHK Internal Flat Wiring. | No. | 1.0000 | 1.0000 | 12528 | PVC Copper Wire 2.5 Sqmm yellow | Mtrs | 22.0000 | 14.2800 | 158.001.001.005.004.003.001.001.007.005. | 14.2800 | Material | 0 | 0.0000
667556 | A-207-2BHK Internal Flat Wiring. | No. | 1.0000 | 1.0000 | 12475 | PVC Copper Wire 4 Sqmm black | Mtrs | 76.5000 | 21.1200 | 158.001.001.005.004.003.001.001.007.005. | 0.0000 | Material | 0 | 0.0000
667556 | A-207-2BHK Internal Flat Wiring. | No. | 1.0000 | 1.0000 | 13068 | PVC Copper Wire 4 Sqmm blue | Mtrs | 144.0000 | 10.0000 | 158.001.001.005.004.003.001.001.007.005. | 0.0000 | Material | 0 | 0.0000
667556 | A-207-2BHK Internal Flat Wiring. | No. | 1.0000 | 1.0000 | 12474 | PVC Copper Wire 4 Sqmm red | Mtrs | 73.5000 | 21.1200 | 158.001.001.005.004.003.001.001.007.005. | 0.0000 | Material | 0 | 0.0000
667556 | A-207-2BHK Internal Flat Wiring. | No. | 1.0000 | 1.0000 | 13067 | PVC Copper Wire 4 Sqmm yellow | Mtrs | 84.5000 | 10.0000 | 158.001.001.005.004.003.001.001.007.005. | 0.0000 | Material | 0 | 0.0000
667556 | A-207-2BHK Internal Flat Wiring. | No. | 1.0000 | 1.0000 | 1010 | RG-6 Co-Axial Cable | Mtrs | 19.0000 | 14.3900 | 158.001.001.005.004.003.001.001.007.005. | 0.0000 | Material | 0 | 0.0000
619887 | A-208-3BHK Internal Electrical work | No. | 1.0000 | 1.0000 | 26454 | 12 Module GI Concealed Box | No. | 2.0000 | 255.0000 | 158.001.001.005.004.003.001.001.008.001. | 255.0000 | Material | 0 | 0.0000
619887 | A-208-3BHK Internal Electrical work | No. | 1.0000 | 1.0000 | 5245 | 12M Plate (575770) | No. | 2.0000 | 225.8600 | 158.001.001.005.004.003.001.001.008.001. | 0.0000 | Material | 0 | 0.0000
619887 | A-208-3BHK Internal Electrical work | No. | 1.0000 | 1.0000 | 26448 | 2 Module GI Concealed Box | No. | 13.0000 | 75.0000 | 158.001.001.005.004.003.001.001.008.001. | 75.0000 | Material | 0 | 0.0000
619887 | A-208-3BHK Internal Electrical work | No. | 1.0000 | 1.0000 | 5250 | 2M Plate (575710) | No. | 13.0000 | 60.4800 | 158.001.001.005.004.003.001.001.008.001. | 0.0000 | Material | 0 | 0.0000
619887 | A-208-3BHK Internal Electrical work | No. | 1.0000 | 1.0000 | 26449 | 3 Module GI Concealed Box | No. | 11.0000 | 105.0000 | 158.001.001.005.004.003.001.001.008.001. | 105.0000 | Material | 0 | 0.0000
619887 | A-208-3BHK Internal Electrical work | No. | 1.0000 | 1.0000 | 5249 | 3M Plate (575720) | No. | 11.0000 | 68.9800 | 158.001.001.005.004.003.001.001.008.001. | 0.0000 | Material | 0 | 0.0000
619887 | A-208-3BHK Internal Electrical work | No. | 1.0000 | 1.0000 | 26450 | 4 Module GI Concealed Box | No. | 4.0000 | 130.0000 | 158.001.001.005.004.003.001.001.008.001. | 130.0000 | Material | 0 | 0.0000
619887 | A-208-3BHK Internal Electrical work | No. | 1.0000 | 1.0000 | 5248 | 4M Plate (575730) | No. | 4.0000 | 72.7600 | 158.001.001.005.004.003.001.001.008.001. | 0.0000 | Material | 0 | 0.0000
619887 | A-208-3BHK Internal Electrical work | No. | 1.0000 | 1.0000 | 26451 | 6 Module GI Concealed Box | No. | 9.0000 | 160.0000 | 158.001.001.005.004.003.001.001.008.001. | 160.0000 | Material | 0 | 0.0000
619887 | A-208-3BHK Internal Electrical work | No. | 1.0000 | 1.0000 | 5247 | 6M Plate (575740) | No. | 9.0000 | 131.3500 | 158.001.001.005.004.003.001.001.008.001. | 0.0000 | Material | 0 | 0.0000
619887 | A-208-3BHK Internal Electrical work | No. | 1.0000 | 1.0000 | 26452 | 8 Module GI Concealed Box | No. | 5.0000 | 215.0000 | 158.001.001.005.004.003.001.001.008.001. | 215.0000 | Material | 0 | 0.0000
619887 | A-208-3BHK Internal Electrical work | No. | 1.0000 | 1.0000 | 5246 | 8M Hzl Plate (575750) | No. | 5.0000 | 144.5800 | 158.001.001.005.004.003.001.001.008.001. | 0.0000 | Material | 0 | 0.0000
619888 | A-208-3BHK Wall Conduting Material | No. | 1.0000 | 1.0000 | 8482 | Flexible Pipe 3/4" | Mtrs | 3.0000 | 5.2500 | 158.001.001.005.004.003.001.001.008.002. | 0.0000 | Material | 0 | 0.0000
619888 | A-208-3BHK Wall Conduting Material | No. | 1.0000 | 1.0000 | 501 | Nails 3" | Kgs | 0.5000 | 63.0000 | 158.001.001.005.004.003.001.001.008.002. | 0.0000 | Material | 0 | 0.0000
619888 | A-208-3BHK Wall Conduting Material | No. | 1.0000 | 1.0000 | 3246 | PVC 1 way Junction Box 1" | No. | 6.0000 | 18.2000 | 158.001.001.005.004.003.001.001.008.002. | 0.0000 | Material | 0 | 0.0000
619888 | A-208-3BHK Wall Conduting Material | No. | 1.0000 | 1.0000 | 838 | PVC Conduit Bend 1" | No. | 15.0000 | 6.3500 | 158.001.001.005.004.003.001.001.008.002. | 6.3500 | Material | 0 | 0.0000
619888 | A-208-3BHK Wall Conduting Material | No. | 1.0000 | 1.0000 | 837 | PVC Conduit Pipe 1" mtrs | Mtrs | 105.0000 | 18.6000 | 158.001.001.005.004.003.001.001.008.002. | 18.6000 | Material | 0 | 0.0000
619889 | A-208-3BHK Internal Flat DB Work | No. | 1.0000 | 1.0000 | 28289 | 10A Single Pole MCB (IH31P0C010) | No. | 3.0000 | 100.0000 | 158.001.001.005.004.003.001.001.008.003. | 100.0000 | Material | 0 | 0.0000
619889 | A-208-3BHK Internal Flat DB Work | No. | 1.0000 | 1.0000 | 28297 | 20A Single Pole MCB (IH31P0C020) | No. | 9.0000 | 300.0000 | 158.001.001.005.004.003.001.001.008.003. | 300.0000 | Material | 0 | 0.0000
619889 | A-208-3BHK Internal Flat DB Work | No. | 1.0000 | 1.0000 | 28545 | 40 AMP RCCB 4 Pole 30ma IH3R440030 | No. | 1.0000 | 118.0000 | 158.001.001.005.004.003.001.001.008.003. | 100.0000 | Material | 45 | 18.0000 | C+S GST 18% I/P RD
619889 | A-208-3BHK Internal Flat DB Work | No. | 1.0000 | 1.0000 | 28777 | 6 Way TPN DB with tel. compartment IHETPNTV006 | No. | 1.0000 | 118.0000 | 158.001.001.005.004.003.001.001.008.003. | 100.0000 | Material | 45 | 18.0000 | C+S GST 18% I/P RD
619890 | A-208-3BHK Int. Flat Switch Socket Material | No. | 1.0000 | 1.0000 | 5238 | 16A 1way switch w indi.(572063 | No. | 12.0000 | 127.5800 | 158.001.001.005.004.003.001.001.008.004. | 0.0000 | Material | 0 | 0.0000
619890 | A-208-3BHK Int. Flat Switch Socket Material | No. | 1.0000 | 1.0000 | 8655 | 16A socket (573471) | No. | 12.0000 | 254.0000 | 158.001.001.005.004.003.001.001.008.004. | 254.0000 | Material | 0 | 0.0000
619890 | A-208-3BHK Int. Flat Switch Socket Material | No. | 1.0000 | 1.0000 | 793 | 6 A Bell Push (573413) | No. | 1.0000 | 22.0500 | 158.001.001.005.004.003.001.001.008.004. | 0.0000 | Material | 0 | 0.0000
619890 | A-208-3BHK Int. Flat Switch Socket Material | No. | 1.0000 | 1.0000 | 7294 | 6A 2 Way Switch (573402) | No. | 6.0000 | 130.0000 | 158.001.001.005.004.003.001.001.008.004. | 0.0000 | Material | 0 | 0.0000
619890 | A-208-3BHK Int. Flat Switch Socket Material | No. | 1.0000 | 1.0000 | 28162 | 6A 3Pin Socket (573424) | No. | 30.0000 | 290.0000 | 158.001.001.005.004.003.001.001.008.004. | 290.0000 | Material | 0 | 0.0000
619890 | A-208-3BHK Int. Flat Switch Socket Material | No. | 1.0000 | 1.0000 | 5240 | 6A One way Switch (573400) | No. | 61.0000 | 72.7600 | 158.001.001.005.004.003.001.001.008.004. | 0.0000 | Material | 0 | 0.0000
619890 | A-208-3BHK Int. Flat Switch Socket Material | No. | 1.0000 | 1.0000 | 2556 | Angle Holder | No. | 6.0000 | 28.0000 | 158.001.001.005.004.003.001.001.008.004. | 0.0000 | Material | 0 | 0.0000
619890 | A-208-3BHK Int. Flat Switch Socket Material | No. | 1.0000 | 1.0000 | 5244 | Blank Plate 1m (573449) | No. | 9.0000 | 19.8400 | 158.001.001.005.004.003.001.001.008.004. | 0.0000 | Material | 0 | 0.0000
619890 | A-208-3BHK Int. Flat Switch Socket Material | No. | 1.0000 | 1.0000 | 1714 | Connector | No. | 5.0000 | 9.0000 | 158.001.001.005.004.003.001.001.008.004. | 0.0000 | Material | 0 | 0.0000
619890 | A-208-3BHK Int. Flat Switch Socket Material | No. | 1.0000 | 1.0000 | 6758 | Fan Step Reg (573469) | No. | 7.0000 | 432.3400 | 158.001.001.005.004.003.001.001.008.004. | 0.0000 | Material | 0 | 0.0000
619890 | A-208-3BHK Int. Flat Switch Socket Material | No. | 1.0000 | 1.0000 | 3287 | Round Plate 4" - No. | No. | 44.0000 | 9.0000 | 158.001.001.005.004.003.001.001.008.004. | 0.0000 | Material | 0 | 0.0000
619890 | A-208-3BHK Int. Flat Switch Socket Material | No. | 1.0000 | 1.0000 | 9555 | Round Plate 6" | No. | 7.0000 | 6.0000 | 158.001.001.005.004.003.001.001.008.004. | 0.0000 | Material | 0 | 0.0000
619890 | A-208-3BHK Int. Flat Switch Socket Material | No. | 1.0000 | 1.0000 | 6757 | T.V. Socket (573425) | No. | 4.0000 | 83.1600 | 158.001.001.005.004.003.001.001.008.004. | 0.0000 | Material | 0 | 0.0000
619890 | A-208-3BHK Int. Flat Switch Socket Material | No. | 1.0000 | 1.0000 | 5242 | Tel. Socket 1mod (573426) | No. | 1.0000 | 79.3800 | 158.001.001.005.004.003.001.001.008.004. | 0.0000 | Material | 0 | 0.0000
667557 | A-208-3BHK Internal Flat Wiring. | No. | 1.0000 | 1.0000 | 23458 | 2 Pair telephone cable | Mtrs | 9.7500 | 50.0000 | 158.001.001.005.004.003.001.001.008.005. | 50.0000 | Material | 0 | 0.0000
667557 | A-208-3BHK Internal Flat Wiring. | No. | 1.0000 | 1.0000 | 12468 | PVC Copper Wire 1.5 Sqmm black | Mtrs | 108.0000 | 8.8600 | 158.001.001.005.004.003.001.001.008.005. | 8.8600 | Material | 0 | 0.0000
667557 | A-208-3BHK Internal Flat Wiring. | No. | 1.0000 | 1.0000 | 12530 | PVC Copper Wire 1.5 Sqmm blue | Mtrs | 139.0000 | 8.8600 | 158.001.001.005.004.003.001.001.008.005. | 8.8600 | Material | 0 | 0.0000
667557 | A-208-3BHK Internal Flat Wiring. | No. | 1.0000 | 1.0000 | 12469 | PVC Copper Wire 1.5 Sqmm green | Mtrs | 78.9800 | 8.8700 | 158.001.001.005.004.003.001.001.008.005. | 0.0000 | Material | 0 | 0.0000
667557 | A-208-3BHK Internal Flat Wiring. | No. | 1.0000 | 1.0000 | 26439 | PVC Copper Wire 1.5 Sqmm Grey | Mtrs | 85.0000 | 100.0000 | 158.001.001.005.004.003.001.001.008.005. | 100.0000 | Material | 0 | 0.0000
667557 | A-208-3BHK Internal Flat Wiring. | No. | 1.0000 | 1.0000 | 12466 | PVC Copper Wire 1.5 Sqmm red | Mtrs | 46.0000 | 8.8700 | 158.001.001.005.004.003.001.001.008.005. | 8.8700 | Material | 0 | 0.0000
667557 | A-208-3BHK Internal Flat Wiring. | No. | 1.0000 | 1.0000 | 12529 | PVC Copper Wire 1.5 Sqmm yellow | Mtrs | 168.0000 | 10.0000 | 158.001.001.005.004.003.001.001.008.005. | 10.0000 | Material | 0 | 0.0000
667557 | A-208-3BHK Internal Flat Wiring. | No. | 1.0000 | 1.0000 | 12471 | PVC Copper Wire 2.5 Sqmm black | Mtrs | 94.0000 | 14.2800 | 158.001.001.005.004.003.001.001.008.005. | 14.2800 | Material | 0 | 0.0000
667557 | A-208-3BHK Internal Flat Wiring. | No. | 1.0000 | 1.0000 | 12527 | PVC Copper Wire 2.5 Sqmm blue | Mtrs | 25.0000 | 14.2800 | 158.001.001.005.004.003.001.001.008.005. | 0.0000 | Material | 0 | 0.0000
667557 | A-208-3BHK Internal Flat Wiring. | No. | 1.0000 | 1.0000 | 12472 | PVC Copper Wire 2.5 Sqmm green | Mtrs | 104.0000 | 14.2800 | 158.001.001.005.004.003.001.001.008.005. | 0.0000 | Material | 0 | 0.0000
667557 | A-208-3BHK Internal Flat Wiring. | No. | 1.0000 | 1.0000 | 12470 | PVC Copper Wire 2.5 Sqmm red | Mtrs | 75.2500 | 14.2800 | 158.001.001.005.004.003.001.001.008.005. | 0.0000 | Material | 0 | 0.0000
667557 | A-208-3BHK Internal Flat Wiring. | No. | 1.0000 | 1.0000 | 12528 | PVC Copper Wire 2.5 Sqmm yellow | Mtrs | 35.0000 | 14.2800 | 158.001.001.005.004.003.001.001.008.005. | 14.2800 | Material | 0 | 0.0000
667557 | A-208-3BHK Internal Flat Wiring. | No. | 1.0000 | 1.0000 | 12475 | PVC Copper Wire 4 Sqmm black | Mtrs | 109.0000 | 21.1200 | 158.001.001.005.004.003.001.001.008.005. | 0.0000 | Material | 0 | 0.0000
667557 | A-208-3BHK Internal Flat Wiring. | No. | 1.0000 | 1.0000 | 13068 | PVC Copper Wire 4 Sqmm blue | Mtrs | 28.0000 | 10.0000 | 158.001.001.005.004.003.001.001.008.005. | 0.0000 | Material | 0 | 0.0000
667557 | A-208-3BHK Internal Flat Wiring. | No. | 1.0000 | 1.0000 | 12474 | PVC Copper Wire 4 Sqmm red | Mtrs | 28.0000 | 21.1200 | 158.001.001.005.004.003.001.001.008.005. | 0.0000 | Material | 0 | 0.0000
667557 | A-208-3BHK Internal Flat Wiring. | No. | 1.0000 | 1.0000 | 13067 | PVC Copper Wire 4 Sqmm yellow | Mtrs | 59.0000 | 10.0000 | 158.001.001.005.004.003.001.001.008.005. | 0.0000 | Material | 0 | 0.0000
667557 | A-208-3BHK Internal Flat Wiring. | No. | 1.0000 | 1.0000 | 1010 | RG-6 Co-Axial Cable | Mtrs | 17.0000 | 14.3900 | 158.001.001.005.004.003.001.001.008.005. | 0.0000 | Material | 0 | 0.0000
538979 | A-301-3BHK Internal Electrical Material | No. | 1.0000 | 1.0000 | 26454 | 12 Module GI Concealed Box | No. | 2.0000 | 255.0000 | 158.001.001.005.004.003.001.002.001.001. | 255.0000 | Material | 0 | 0.0000
538979 | A-301-3BHK Internal Electrical Material | No. | 1.0000 | 1.0000 | 5245 | 12M Plate (575770) | No. | 5.0000 | 225.8600 | 158.001.001.005.004.003.001.002.001.001. | 0.0000 | Material | 0 | 0.0000
538979 | A-301-3BHK Internal Electrical Material | No. | 1.0000 | 1.0000 | 5238 | 16A 1way switch w indi.(572063 | No. | 12.0000 | 127.5800 | 158.001.001.005.004.003.001.002.001.001. | 0.0000 | Material | 0 | 0.0000
538979 | A-301-3BHK Internal Electrical Material | No. | 1.0000 | 1.0000 | 8655 | 16A socket (573471) | No. | 12.0000 | 254.0000 | 158.001.001.005.004.003.001.002.001.001. | 254.0000 | Material | 0 | 0.0000
538979 | A-301-3BHK Internal Electrical Material | No. | 1.0000 | 1.0000 | 5807 | 1M Plate (575700) | No. | 6.0000 | 58.5900 | 158.001.001.005.004.003.001.002.001.001. | 0.0000 | Material | 0 | 0.0000
538979 | A-301-3BHK Internal Electrical Material | No. | 1.0000 | 1.0000 | 26448 | 2 Module GI Concealed Box | No. | 16.0000 | 75.0000 | 158.001.001.005.004.003.001.002.001.001. | 75.0000 | Material | 0 | 0.0000
538979 | A-301-3BHK Internal Electrical Material | No. | 1.0000 | 1.0000 | 5250 | 2M Plate (575710) | No. | 13.0000 | 60.4800 | 158.001.001.005.004.003.001.002.001.001. | 0.0000 | Material | 0 | 0.0000
538979 | A-301-3BHK Internal Electrical Material | No. | 1.0000 | 1.0000 | 26449 | 3 Module GI Concealed Box | No. | 20.0000 | 105.0000 | 158.001.001.005.004.003.001.002.001.001. | 105.0000 | Material | 0 | 0.0000
538979 | A-301-3BHK Internal Electrical Material | No. | 1.0000 | 1.0000 | 5249 | 3M Plate (575720) | No. | 10.0000 | 68.9800 | 158.001.001.005.004.003.001.002.001.001. | 0.0000 | Material | 0 | 0.0000
538979 | A-301-3BHK Internal Electrical Material | No. | 1.0000 | 1.0000 | 26450 | 4 Module GI Concealed Box | No. | 4.0000 | 130.0000 | 158.001.001.005.004.003.001.002.001.001. | 130.0000 | Material | 0 | 0.0000
538979 | A-301-3BHK Internal Electrical Material | No. | 1.0000 | 1.0000 | 5248 | 4M Plate (575730) | No. | 4.0000 | 72.7600 | 158.001.001.005.004.003.001.002.001.001. | 0.0000 | Material | 0 | 0.0000
538979 | A-301-3BHK Internal Electrical Material | No. | 1.0000 | 1.0000 | 793 | 6 A Bell Push (573413) | No. | 1.0000 | 22.0500 | 158.001.001.005.004.003.001.002.001.001. | 0.0000 | Material | 0 | 0.0000
538979 | A-301-3BHK Internal Electrical Material | No. | 1.0000 | 1.0000 | 26451 | 6 Module GI Concealed Box | No. | 8.0000 | 160.0000 | 158.001.001.005.004.003.001.002.001.001. | 160.0000 | Material | 0 | 0.0000
538979 | A-301-3BHK Internal Electrical Material | No. | 1.0000 | 1.0000 | 7294 | 6A 2 Way Switch (573402) | No. | 7.0000 | 130.0000 | 158.001.001.005.004.003.001.002.001.001. | 0.0000 | Material | 0 | 0.0000
538979 | A-301-3BHK Internal Electrical Material | No. | 1.0000 | 1.0000 | 28162 | 6A 3Pin Socket (573424) | No. | 26.0000 | 290.0000 | 158.001.001.005.004.003.001.002.001.001. | 290.0000 | Material | 0 | 0.0000
538979 | A-301-3BHK Internal Electrical Material | No. | 1.0000 | 1.0000 | 5240 | 6A One way Switch (573400) | No. | 61.0000 | 72.7600 | 158.001.001.005.004.003.001.002.001.001. | 0.0000 | Material | 0 | 0.0000
538979 | A-301-3BHK Internal Electrical Material | No. | 1.0000 | 1.0000 | 5247 | 6M Plate (575740) | No. | 8.0000 | 131.3500 | 158.001.001.005.004.003.001.002.001.001. | 0.0000 | Material | 0 | 0.0000
538979 | A-301-3BHK Internal Electrical Material | No. | 1.0000 | 1.0000 | 26452 | 8 Module GI Concealed Box | No. | 5.0000 | 215.0000 | 158.001.001.005.004.003.001.002.001.001. | 215.0000 | Material | 0 | 0.0000
538979 | A-301-3BHK Internal Electrical Material | No. | 1.0000 | 1.0000 | 5246 | 8M Hzl Plate (575750) | No. | 5.0000 | 144.5800 | 158.001.001.005.004.003.001.002.001.001. | 0.0000 | Material | 0 | 0.0000
538979 | A-301-3BHK Internal Electrical Material | No. | 1.0000 | 1.0000 | 5244 | Blank Plate 1m (573449) | No. | 8.0000 | 19.8400 | 158.001.001.005.004.003.001.002.001.001. | 0.0000 | Material | 0 | 0.0000
538979 | A-301-3BHK Internal Electrical Material | No. | 1.0000 | 1.0000 | 6758 | Fan Step Reg (573469) | No. | 7.0000 | 432.3400 | 158.001.001.005.004.003.001.002.001.001. | 0.0000 | Material | 0 | 0.0000
538979 | A-301-3BHK Internal Electrical Material | No. | 1.0000 | 1.0000 | 3287 | Round Plate 4" - No. | No. | 40.0000 | 9.0000 | 158.001.001.005.004.003.001.002.001.001. | 0.0000 | Material | 0 | 0.0000
538979 | A-301-3BHK Internal Electrical Material | No. | 1.0000 | 1.0000 | 9555 | Round Plate 6" | No. | 7.0000 | 6.0000 | 158.001.001.005.004.003.001.002.001.001. | 0.0000 | Material | 0 | 0.0000
538979 | A-301-3BHK Internal Electrical Material | No. | 1.0000 | 1.0000 | 6757 | T.V. Socket (573425) | No. | 4.0000 | 83.1600 | 158.001.001.005.004.003.001.002.001.001. | 0.0000 | Material | 0 | 0.0000
538979 | A-301-3BHK Internal Electrical Material | No. | 1.0000 | 1.0000 | 5242 | Tel. Socket 1mod (573426) | No. | 1.0000 | 79.3800 | 158.001.001.005.004.003.001.002.001.001. | 0.0000 | Material | 0 | 0.0000
556930 | A-301-3BHK Wall Conduting Material | No. | 1.0000 | 1.0000 | 8482 | Flexible Pipe 3/4" | Mtrs | 3.0000 | 5.2500 | 158.001.001.005.004.003.001.002.001.002. | 0.0000 | Material | 0 | 0.0000
556930 | A-301-3BHK Wall Conduting Material | No. | 1.0000 | 1.0000 | 501 | Nails 3" | Kgs | 0.5000 | 63.0000 | 158.001.001.005.004.003.001.002.001.002. | 0.0000 | Material | 0 | 0.0000
556930 | A-301-3BHK Wall Conduting Material | No. | 1.0000 | 1.0000 | 3246 | PVC 1 way Junction Box 1" | No. | 6.0000 | 18.2000 | 158.001.001.005.004.003.001.002.001.002. | 0.0000 | Material | 0 | 0.0000
556930 | A-301-3BHK Wall Conduting Material | No. | 1.0000 | 1.0000 | 838 | PVC Conduit Bend 1" | No. | 15.0000 | 6.3500 | 158.001.001.005.004.003.001.002.001.002. | 6.3500 | Material | 0 | 0.0000
556930 | A-301-3BHK Wall Conduting Material | No. | 1.0000 | 1.0000 | 837 | PVC Conduit Pipe 1" mtrs | Mtrs | 105.0000 | 18.6000 | 158.001.001.005.004.003.001.002.001.002. | 18.6000 | Material | 0 | 0.0000
559186 | A-301-3BHK Internal Flat DB Work | No. | 1.0000 | 1.0000 | 28289 | 10A Single Pole MCB (IH31P0C010) | No. | 3.0000 | 100.0000 | 158.001.001.005.004.003.001.002.001.003. | 100.0000 | Material | 0 | 0.0000
559186 | A-301-3BHK Internal Flat DB Work | No. | 1.0000 | 1.0000 | 28297 | 20A Single Pole MCB (IH31P0C020) | No. | 9.0000 | 300.0000 | 158.001.001.005.004.003.001.002.001.003. | 300.0000 | Material | 0 | 0.0000
559186 | A-301-3BHK Internal Flat DB Work | No. | 1.0000 | 1.0000 | 28545 | 40 AMP RCCB 4 Pole 30ma IH3R440030 | No. | 1.0000 | 118.0000 | 158.001.001.005.004.003.001.002.001.003. | 100.0000 | Material | 45 | 18.0000 | C+S GST 18% I/P RD
559186 | A-301-3BHK Internal Flat DB Work | No. | 1.0000 | 1.0000 | 28777 | 6 Way TPN DB with tel. compartment IHETPNTV006 | No. | 1.0000 | 118.0000 | 158.001.001.005.004.003.001.002.001.003. | 100.0000 | Material | 45 | 18.0000 | C+S GST 18% I/P RD
559186 | A-301-3BHK Internal Flat DB Work | No. | 1.0000 | 1.0000 | 28752 | 6 way TPN MCB DB | No. | 0.0000 | 1.0000 | 158.001.001.005.004.003.001.002.001.003. | 1.0000 | Material | 0 | 0.0000
559889 | A-301-3BHK Internal Flat Wiring | No. | 1.0000 | 1.0000 | 12468 | PVC Copper Wire 1.5 Sqmm black | Mtrs | 108.0000 | 8.8600 | 158.001.001.005.004.003.001.002.001.004. | 8.8600 | Material | 0 | 0.0000
559889 | A-301-3BHK Internal Flat Wiring | No. | 1.0000 | 1.0000 | 12530 | PVC Copper Wire 1.5 Sqmm blue | Mtrs | 139.0000 | 8.8600 | 158.001.001.005.004.003.001.002.001.004. | 8.8600 | Material | 0 | 0.0000
559889 | A-301-3BHK Internal Flat Wiring | No. | 1.0000 | 1.0000 | 12469 | PVC Copper Wire 1.5 Sqmm green | Mtrs | 78.9800 | 8.8700 | 158.001.001.005.004.003.001.002.001.004. | 0.0000 | Material | 0 | 0.0000
559889 | A-301-3BHK Internal Flat Wiring | No. | 1.0000 | 1.0000 | 26439 | PVC Copper Wire 1.5 Sqmm Grey | Mtrs | 85.0000 | 100.0000 | 158.001.001.005.004.003.001.002.001.004. | 100.0000 | Material | 0 | 0.0000
559889 | A-301-3BHK Internal Flat Wiring | No. | 1.0000 | 1.0000 | 12466 | PVC Copper Wire 1.5 Sqmm red | Mtrs | 46.0000 | 8.8700 | 158.001.001.005.004.003.001.002.001.004. | 8.8700 | Material | 0 | 0.0000
559889 | A-301-3BHK Internal Flat Wiring | No. | 1.0000 | 1.0000 | 12529 | PVC Copper Wire 1.5 Sqmm yellow | Mtrs | 168.0000 | 10.0000 | 158.001.001.005.004.003.001.002.001.004. | 10.0000 | Material | 0 | 0.0000
559889 | A-301-3BHK Internal Flat Wiring | No. | 1.0000 | 1.0000 | 12471 | PVC Copper Wire 2.5 Sqmm black | Mtrs | 94.0000 | 14.2800 | 158.001.001.005.004.003.001.002.001.004. | 14.2800 | Material | 0 | 0.0000
559889 | A-301-3BHK Internal Flat Wiring | No. | 1.0000 | 1.0000 | 12527 | PVC Copper Wire 2.5 Sqmm blue | Mtrs | 25.0000 | 14.2800 | 158.001.001.005.004.003.001.002.001.004. | 0.0000 | Material | 0 | 0.0000
559889 | A-301-3BHK Internal Flat Wiring | No. | 1.0000 | 1.0000 | 12472 | PVC Copper Wire 2.5 Sqmm green | Mtrs | 104.0000 | 14.2800 | 158.001.001.005.004.003.001.002.001.004. | 0.0000 | Material | 0 | 0.0000
559889 | A-301-3BHK Internal Flat Wiring | No. | 1.0000 | 1.0000 | 12470 | PVC Copper Wire 2.5 Sqmm red | Mtrs | 75.2500 | 14.2800 | 158.001.001.005.004.003.001.002.001.004. | 0.0000 | Material | 0 | 0.0000
559889 | A-301-3BHK Internal Flat Wiring | No. | 1.0000 | 1.0000 | 12528 | PVC Copper Wire 2.5 Sqmm yellow | Mtrs | 35.0000 | 14.2800 | 158.001.001.005.004.003.001.002.001.004. | 14.2800 | Material | 0 | 0.0000
559889 | A-301-3BHK Internal Flat Wiring | No. | 1.0000 | 1.0000 | 12475 | PVC Copper Wire 4 Sqmm black | Mtrs | 109.0000 | 21.1200 | 158.001.001.005.004.003.001.002.001.004. | 0.0000 | Material | 0 | 0.0000
559889 | A-301-3BHK Internal Flat Wiring | No. | 1.0000 | 1.0000 | 13068 | PVC Copper Wire 4 Sqmm blue | Mtrs | 28.0000 | 10.0000 | 158.001.001.005.004.003.001.002.001.004. | 0.0000 | Material | 0 | 0.0000
559889 | A-301-3BHK Internal Flat Wiring | No. | 1.0000 | 1.0000 | 12474 | PVC Copper Wire 4 Sqmm red | Mtrs | 28.0000 | 21.1200 | 158.001.001.005.004.003.001.002.001.004. | 0.0000 | Material | 0 | 0.0000
559889 | A-301-3BHK Internal Flat Wiring | No. | 1.0000 | 1.0000 | 13067 | PVC Copper Wire 4 Sqmm yellow | Mtrs | 59.0000 | 10.0000 | 158.001.001.005.004.003.001.002.001.004. | 0.0000 | Material | 0 | 0.0000
559889 | A-301-3BHK Internal Flat Wiring | No. | 1.0000 | 1.0000 | 1010 | RG-6 Co-Axial Cable | Mtrs | 17.0000 | 14.3900 | 158.001.001.005.004.003.001.002.001.004. | 0.0000 | Material | 0 | 0.0000
538980 | A-302-2BHK Internal Electrical Material | No. | 1.0000 | 1.0000 | 26454 | 12 Module GI Concealed Box | No. | 2.0000 | 255.0000 | 158.001.001.005.004.003.001.002.002.001. | 255.0000 | Material | 0 | 0.0000
538980 | A-302-2BHK Internal Electrical Material | No. | 1.0000 | 1.0000 | 5245 | 12M Plate (575770) | No. | 5.0000 | 225.8600 | 158.001.001.005.004.003.001.002.002.001. | 0.0000 | Material | 0 | 0.0000
538980 | A-302-2BHK Internal Electrical Material | No. | 1.0000 | 1.0000 | 5238 | 16A 1way switch w indi.(572063 | No. | 10.0000 | 127.5800 | 158.001.001.005.004.003.001.002.002.001. | 0.0000 | Material | 0 | 0.0000
538980 | A-302-2BHK Internal Electrical Material | No. | 1.0000 | 1.0000 | 8655 | 16A socket (573471) | No. | 10.0000 | 254.0000 | 158.001.001.005.004.003.001.002.002.001. | 254.0000 | Material | 0 | 0.0000
538980 | A-302-2BHK Internal Electrical Material | No. | 1.0000 | 1.0000 | 5807 | 1M Plate (575700) | No. | 6.0000 | 58.5900 | 158.001.001.005.004.003.001.002.002.001. | 0.0000 | Material | 0 | 0.0000
538980 | A-302-2BHK Internal Electrical Material | No. | 1.0000 | 1.0000 | 26448 | 2 Module GI Concealed Box | No. | 11.0000 | 75.0000 | 158.001.001.005.004.003.001.002.002.001. | 75.0000 | Material | 0 | 0.0000
538980 | A-302-2BHK Internal Electrical Material | No. | 1.0000 | 1.0000 | 5250 | 2M Plate (575710) | No. | 9.0000 | 60.4800 | 158.001.001.005.004.003.001.002.002.001. | 0.0000 | Material | 0 | 0.0000
538980 | A-302-2BHK Internal Electrical Material | No. | 1.0000 | 1.0000 | 26449 | 3 Module GI Concealed Box | No. | 17.0000 | 105.0000 | 158.001.001.005.004.003.001.002.002.001. | 105.0000 | Material | 0 | 0.0000
538980 | A-302-2BHK Internal Electrical Material | No. | 1.0000 | 1.0000 | 5249 | 3M Plate (575720) | No. | 11.0000 | 68.9800 | 158.001.001.005.004.003.001.002.002.001. | 0.0000 | Material | 0 | 0.0000
538980 | A-302-2BHK Internal Electrical Material | No. | 1.0000 | 1.0000 | 26450 | 4 Module GI Concealed Box | No. | 1.0000 | 130.0000 | 158.001.001.005.004.003.001.002.002.001. | 130.0000 | Material | 0 | 0.0000
538980 | A-302-2BHK Internal Electrical Material | No. | 1.0000 | 1.0000 | 5248 | 4M Plate (575730) | No. | 1.0000 | 72.7600 | 158.001.001.005.004.003.001.002.002.001. | 0.0000 | Material | 0 | 0.0000
538980 | A-302-2BHK Internal Electrical Material | No. | 1.0000 | 1.0000 | 793 | 6 A Bell Push (573413) | No. | 1.0000 | 22.0500 | 158.001.001.005.004.003.001.002.002.001. | 0.0000 | Material | 0 | 0.0000
538980 | A-302-2BHK Internal Electrical Material | No. | 1.0000 | 1.0000 | 26451 | 6 Module GI Concealed Box | No. | 6.0000 | 160.0000 | 158.001.001.005.004.003.001.002.002.001. | 160.0000 | Material | 0 | 0.0000
538980 | A-302-2BHK Internal Electrical Material | No. | 1.0000 | 1.0000 | 7294 | 6A 2 Way Switch (573402) | No. | 5.0000 | 130.0000 | 158.001.001.005.004.003.001.002.002.001. | 0.0000 | Material | 0 | 0.0000
538980 | A-302-2BHK Internal Electrical Material | No. | 1.0000 | 1.0000 | 28162 | 6A 3Pin Socket (573424) | No. | 22.0000 | 290.0000 | 158.001.001.005.004.003.001.002.002.001. | 290.0000 | Material | 0 | 0.0000
538980 | A-302-2BHK Internal Electrical Material | No. | 1.0000 | 1.0000 | 5240 | 6A One way Switch (573400) | No. | 51.0000 | 72.7600 | 158.001.001.005.004.003.001.002.002.001. | 0.0000 | Material | 0 | 0.0000
538980 | A-302-2BHK Internal Electrical Material | No. | 1.0000 | 1.0000 | 5247 | 6M Plate (575740) | No. | 6.0000 | 131.3500 | 158.001.001.005.004.003.001.002.002.001. | 0.0000 | Material | 0 | 0.0000
538980 | A-302-2BHK Internal Electrical Material | No. | 1.0000 | 1.0000 | 26452 | 8 Module GI Concealed Box | No. | 4.0000 | 215.0000 | 158.001.001.005.004.003.001.002.002.001. | 215.0000 | Material | 0 | 0.0000
538980 | A-302-2BHK Internal Electrical Material | No. | 1.0000 | 1.0000 | 5246 | 8M Hzl Plate (575750) | No. | 4.0000 | 144.5800 | 158.001.001.005.004.003.001.002.002.001. | 0.0000 | Material | 0 | 0.0000
538980 | A-302-2BHK Internal Electrical Material | No. | 1.0000 | 1.0000 | 5244 | Blank Plate 1m (573449) | No. | 7.0000 | 19.8400 | 158.001.001.005.004.003.001.002.002.001. | 0.0000 | Material | 0 | 0.0000
538980 | A-302-2BHK Internal Electrical Material | No. | 1.0000 | 1.0000 | 6758 | Fan Step Reg (573469) | No. | 6.0000 | 432.3400 | 158.001.001.005.004.003.001.002.002.001. | 0.0000 | Material | 0 | 0.0000
538980 | A-302-2BHK Internal Electrical Material | No. | 1.0000 | 1.0000 | 3287 | Round Plate 4" - No. | No. | 33.0000 | 9.0000 | 158.001.001.005.004.003.001.002.002.001. | 0.0000 | Material | 0 | 0.0000
538980 | A-302-2BHK Internal Electrical Material | No. | 1.0000 | 1.0000 | 9555 | Round Plate 6" | No. | 6.0000 | 6.0000 | 158.001.001.005.004.003.001.002.002.001. | 0.0000 | Material | 0 | 0.0000
538980 | A-302-2BHK Internal Electrical Material | No. | 1.0000 | 1.0000 | 6757 | T.V. Socket (573425) | No. | 3.0000 | 83.1600 | 158.001.001.005.004.003.001.002.002.001. | 0.0000 | Material | 0 | 0.0000
538980 | A-302-2BHK Internal Electrical Material | No. | 1.0000 | 1.0000 | 5242 | Tel. Socket 1mod (573426) | No. | 1.0000 | 79.3800 | 158.001.001.005.004.003.001.002.002.001. | 0.0000 | Material | 0 | 0.0000
556933 | A-302-2BHK Wall Conduting Material | No. | 1.0000 | 1.0000 | 8482 | Flexible Pipe 3/4" | Mtrs | 3.0000 | 5.2500 | 158.001.001.005.004.003.001.002.002.002. | 0.0000 | Material | 0 | 0.0000
556933 | A-302-2BHK Wall Conduting Material | No. | 1.0000 | 1.0000 | 501 | Nails 3" | Kgs | 0.5000 | 63.0000 | 158.001.001.005.004.003.001.002.002.002. | 0.0000 | Material | 0 | 0.0000
556933 | A-302-2BHK Wall Conduting Material | No. | 1.0000 | 1.0000 | 3246 | PVC 1 way Junction Box 1" | No. | 4.0000 | 18.2000 | 158.001.001.005.004.003.001.002.002.002. | 0.0000 | Material | 0 | 0.0000
556933 | A-302-2BHK Wall Conduting Material | No. | 1.0000 | 1.0000 | 838 | PVC Conduit Bend 1" | No. | 13.0000 | 6.3500 | 158.001.001.005.004.003.001.002.002.002. | 6.3500 | Material | 0 | 0.0000
556933 | A-302-2BHK Wall Conduting Material | No. | 1.0000 | 1.0000 | 837 | PVC Conduit Pipe 1" mtrs | Mtrs | 90.0000 | 18.6000 | 158.001.001.005.004.003.001.002.002.002. | 18.6000 | Material | 0 | 0.0000
559172 | A-302-2BHK Internal Flat DB Work | No. | 1.0000 | 1.0000 | 28289 | 10A Single Pole MCB (IH31P0C010) | No. | 4.0000 | 100.0000 | 158.001.001.005.004.003.001.002.002.003. | 100.0000 | Material | 0 | 0.0000
559172 | A-302-2BHK Internal Flat DB Work | No. | 1.0000 | 1.0000 | 28297 | 20A Single Pole MCB (IH31P0C020) | No. | 8.0000 | 300.0000 | 158.001.001.005.004.003.001.002.002.003. | 300.0000 | Material | 0 | 0.0000
559172 | A-302-2BHK Internal Flat DB Work | No. | 1.0000 | 1.0000 | 28776 | 4 Way TPN DB with tel. compartment IHETPNYV004 | No. | 1.0000 | 118.0000 | 158.001.001.005.004.003.001.002.002.003. | 100.0000 | Material | 45 | 18.0000 | C+S GST 18% I/P RD
559172 | A-302-2BHK Internal Flat DB Work | No. | 1.0000 | 1.0000 | 950 | 4 Way TPN MCB DB | No. | 0.0000 | 442.0000 | 158.001.001.005.004.003.001.002.002.003. | 0.0000 | Material | 0 | 0.0000
559172 | A-302-2BHK Internal Flat DB Work | No. | 1.0000 | 1.0000 | 28545 | 40 AMP RCCB 4 Pole 30ma IH3R440030 | No. | 1.0000 | 118.0000 | 158.001.001.005.004.003.001.002.002.003. | 100.0000 | Material | 45 | 18.0000 | C+S GST 18% I/P RD
559890 | A-302-2BHK Internal Flat Wiring | No. | 1.0000 | 1.0000 | 12468 | PVC Copper Wire 1.5 Sqmm black | Mtrs | 108.0000 | 8.8600 | 158.001.001.005.004.003.001.002.002.004. | 8.8600 | Material | 0 | 0.0000
559890 | A-302-2BHK Internal Flat Wiring | No. | 1.0000 | 1.0000 | 12530 | PVC Copper Wire 1.5 Sqmm blue | Mtrs | 139.0000 | 8.8600 | 158.001.001.005.004.003.001.002.002.004. | 8.8600 | Material | 0 | 0.0000
559890 | A-302-2BHK Internal Flat Wiring | No. | 1.0000 | 1.0000 | 12469 | PVC Copper Wire 1.5 Sqmm green | Mtrs | 78.9800 | 8.8700 | 158.001.001.005.004.003.001.002.002.004. | 0.0000 | Material | 0 | 0.0000
559890 | A-302-2BHK Internal Flat Wiring | No. | 1.0000 | 1.0000 | 26439 | PVC Copper Wire 1.5 Sqmm Grey | Mtrs | 85.0000 | 100.0000 | 158.001.001.005.004.003.001.002.002.004. | 100.0000 | Material | 0 | 0.0000
559890 | A-302-2BHK Internal Flat Wiring | No. | 1.0000 | 1.0000 | 12466 | PVC Copper Wire 1.5 Sqmm red | Mtrs | 46.0000 | 8.8700 | 158.001.001.005.004.003.001.002.002.004. | 8.8700 | Material | 0 | 0.0000
559890 | A-302-2BHK Internal Flat Wiring | No. | 1.0000 | 1.0000 | 12529 | PVC Copper Wire 1.5 Sqmm yellow | Mtrs | 168.0000 | 10.0000 | 158.001.001.005.004.003.001.002.002.004. | 10.0000 | Material | 0 | 0.0000
559890 | A-302-2BHK Internal Flat Wiring | No. | 1.0000 | 1.0000 | 12471 | PVC Copper Wire 2.5 Sqmm black | Mtrs | 94.0000 | 14.2800 | 158.001.001.005.004.003.001.002.002.004. | 14.2800 | Material | 0 | 0.0000
559890 | A-302-2BHK Internal Flat Wiring | No. | 1.0000 | 1.0000 | 12527 | PVC Copper Wire 2.5 Sqmm blue | Mtrs | 25.0000 | 14.2800 | 158.001.001.005.004.003.001.002.002.004. | 0.0000 | Material | 0 | 0.0000
559890 | A-302-2BHK Internal Flat Wiring | No. | 1.0000 | 1.0000 | 12472 | PVC Copper Wire 2.5 Sqmm green | Mtrs | 104.0000 | 14.2800 | 158.001.001.005.004.003.001.002.002.004. | 0.0000 | Material | 0 | 0.0000
559890 | A-302-2BHK Internal Flat Wiring | No. | 1.0000 | 1.0000 | 12470 | PVC Copper Wire 2.5 Sqmm red | Mtrs | 75.2500 | 14.2800 | 158.001.001.005.004.003.001.002.002.004. | 0.0000 | Material | 0 | 0.0000
559890 | A-302-2BHK Internal Flat Wiring | No. | 1.0000 | 1.0000 | 12528 | PVC Copper Wire 2.5 Sqmm yellow | Mtrs | 35.0000 | 14.2800 | 158.001.001.005.004.003.001.002.002.004. | 14.2800 | Material | 0 | 0.0000
559890 | A-302-2BHK Internal Flat Wiring | No. | 1.0000 | 1.0000 | 12475 | PVC Copper Wire 4 Sqmm black | Mtrs | 109.0000 | 21.1200 | 158.001.001.005.004.003.001.002.002.004. | 0.0000 | Material | 0 | 0.0000
559890 | A-302-2BHK Internal Flat Wiring | No. | 1.0000 | 1.0000 | 13068 | PVC Copper Wire 4 Sqmm blue | Mtrs | 28.0000 | 10.0000 | 158.001.001.005.004.003.001.002.002.004. | 0.0000 | Material | 0 | 0.0000
559890 | A-302-2BHK Internal Flat Wiring | No. | 1.0000 | 1.0000 | 12474 | PVC Copper Wire 4 Sqmm red | Mtrs | 28.0000 | 21.1200 | 158.001.001.005.004.003.001.002.002.004. | 0.0000 | Material | 0 | 0.0000
559890 | A-302-2BHK Internal Flat Wiring | No. | 1.0000 | 1.0000 | 13067 | PVC Copper Wire 4 Sqmm yellow | Mtrs | 59.0000 | 10.0000 | 158.001.001.005.004.003.001.002.002.004. | 0.0000 | Material | 0 | 0.0000
559890 | A-302-2BHK Internal Flat Wiring | No. | 1.0000 | 1.0000 | 1010 | RG-6 Co-Axial Cable | Mtrs | 17.0000 | 14.3900 | 158.001.001.005.004.003.001.002.002.004. | 0.0000 | Material | 0 | 0.0000
538981 | A-303-2BHK Internal Electrical Material | No. | 1.0000 | 1.0000 | 26454 | 12 Module GI Concealed Box | No. | 2.0000 | 255.0000 | 158.001.001.005.004.003.001.002.003.001. | 255.0000 | Material | 0 | 0.0000
538981 | A-303-2BHK Internal Electrical Material | No. | 1.0000 | 1.0000 | 5245 | 12M Plate (575770) | No. | 5.0000 | 225.8600 | 158.001.001.005.004.003.001.002.003.001. | 0.0000 | Material | 0 | 0.0000
538981 | A-303-2BHK Internal Electrical Material | No. | 1.0000 | 1.0000 | 5807 | 1M Plate (575700) | No. | 6.0000 | 58.5900 | 158.001.001.005.004.003.001.002.003.001. | 0.0000 | Material | 0 | 0.0000
538981 | A-303-2BHK Internal Electrical Material | No. | 1.0000 | 1.0000 | 26448 | 2 Module GI Concealed Box | No. | 11.0000 | 75.0000 | 158.001.001.005.004.003.001.002.003.001. | 75.0000 | Material | 0 | 0.0000
538981 | A-303-2BHK Internal Electrical Material | No. | 1.0000 | 1.0000 | 5250 | 2M Plate (575710) | No. | 9.0000 | 60.4800 | 158.001.001.005.004.003.001.002.003.001. | 0.0000 | Material | 0 | 0.0000
538981 | A-303-2BHK Internal Electrical Material | No. | 1.0000 | 1.0000 | 26449 | 3 Module GI Concealed Box | No. | 17.0000 | 105.0000 | 158.001.001.005.004.003.001.002.003.001. | 105.0000 | Material | 0 | 0.0000
538981 | A-303-2BHK Internal Electrical Material | No. | 1.0000 | 1.0000 | 5249 | 3M Plate (575720) | No. | 11.0000 | 68.9800 | 158.001.001.005.004.003.001.002.003.001. | 0.0000 | Material | 0 | 0.0000
538981 | A-303-2BHK Internal Electrical Material | No. | 1.0000 | 1.0000 | 26450 | 4 Module GI Concealed Box | No. | 1.0000 | 130.0000 | 158.001.001.005.004.003.001.002.003.001. | 130.0000 | Material | 0 | 0.0000
538981 | A-303-2BHK Internal Electrical Material | No. | 1.0000 | 1.0000 | 5248 | 4M Plate (575730) | No. | 1.0000 | 72.7600 | 158.001.001.005.004.003.001.002.003.001. | 0.0000 | Material | 0 | 0.0000
538981 | A-303-2BHK Internal Electrical Material | No. | 1.0000 | 1.0000 | 26451 | 6 Module GI Concealed Box | No. | 6.0000 | 160.0000 | 158.001.001.005.004.003.001.002.003.001. | 160.0000 | Material | 0 | 0.0000
538981 | A-303-2BHK Internal Electrical Material | No. | 1.0000 | 1.0000 | 5247 | 6M Plate (575740) | No. | 6.0000 | 131.3500 | 158.001.001.005.004.003.001.002.003.001. | 0.0000 | Material | 0 | 0.0000
538981 | A-303-2BHK Internal Electrical Material | No. | 1.0000 | 1.0000 | 26452 | 8 Module GI Concealed Box | No. | 4.0000 | 215.0000 | 158.001.001.005.004.003.001.002.003.001. | 215.0000 | Material | 0 | 0.0000
538981 | A-303-2BHK Internal Electrical Material | No. | 1.0000 | 1.0000 | 5246 | 8M Hzl Plate (575750) | No. | 4.0000 | 144.5800 | 158.001.001.005.004.003.001.002.003.001. | 0.0000 | Material | 0 | 0.0000
556934 | A-303-2BHK Wall Conduting Material 2BHK | No. | 1.0000 | 1.0000 | 8482 | Flexible Pipe 3/4" | Mtrs | 3.0000 | 5.2500 | 158.001.001.005.004.003.001.002.003.002. | 0.0000 | Material | 0 | 0.0000
556934 | A-303-2BHK Wall Conduting Material 2BHK | No. | 1.0000 | 1.0000 | 501 | Nails 3" | Kgs | 0.5000 | 63.0000 | 158.001.001.005.004.003.001.002.003.002. | 0.0000 | Material | 0 | 0.0000
556934 | A-303-2BHK Wall Conduting Material 2BHK | No. | 1.0000 | 1.0000 | 3246 | PVC 1 way Junction Box 1" | No. | 4.0000 | 18.2000 | 158.001.001.005.004.003.001.002.003.002. | 0.0000 | Material | 0 | 0.0000
556934 | A-303-2BHK Wall Conduting Material 2BHK | No. | 1.0000 | 1.0000 | 838 | PVC Conduit Bend 1" | No. | 13.0000 | 6.3500 | 158.001.001.005.004.003.001.002.003.002. | 6.3500 | Material | 0 | 0.0000
556934 | A-303-2BHK Wall Conduting Material 2BHK | No. | 1.0000 | 1.0000 | 837 | PVC Conduit Pipe 1" mtrs | Mtrs | 90.0000 | 18.6000 | 158.001.001.005.004.003.001.002.003.002. | 18.6000 | Material | 0 | 0.0000
571920 | A-303-2BHK Internal Flat DB Work | No. | 1.0000 | 1.0000 | 28289 | 10A Single Pole MCB (IH31P0C010) | No. | 4.0000 | 100.0000 | 158.001.001.005.004.003.001.002.003.003. | 100.0000 | Material | 0 | 0.0000
571920 | A-303-2BHK Internal Flat DB Work | No. | 1.0000 | 1.0000 | 28297 | 20A Single Pole MCB (IH31P0C020) | No. | 8.0000 | 300.0000 | 158.001.001.005.004.003.001.002.003.003. | 300.0000 | Material | 0 | 0.0000
571920 | A-303-2BHK Internal Flat DB Work | No. | 1.0000 | 1.0000 | 28776 | 4 Way TPN DB with tel. compartment IHETPNYV004 | No. | 1.0000 | 118.0000 | 158.001.001.005.004.003.001.002.003.003. | 100.0000 | Material | 45 | 18.0000 | C+S GST 18% I/P RD
571920 | A-303-2BHK Internal Flat DB Work | No. | 1.0000 | 1.0000 | 28545 | 40 AMP RCCB 4 Pole 30ma IH3R440030 | No. | 1.0000 | 118.0000 | 158.001.001.005.004.003.001.002.003.003. | 100.0000 | Material | 45 | 18.0000 | C+S GST 18% I/P RD
572109 | A-303-2BHK Internal Flat Wiring | No. | 1.0000 | 1.0000 | 12469 | PVC Copper Wire 1.5 Sqmm green | Mtrs | 100.0000 | 8.8700 | 158.001.001.005.004.003.001.002.003.004. | 0.0000 | Material | 0 | 0.0000
572109 | A-303-2BHK Internal Flat Wiring | No. | 1.0000 | 1.0000 | 26439 | PVC Copper Wire 1.5 Sqmm Grey | Mtrs | 100.0000 | 100.0000 | 158.001.001.005.004.003.001.002.003.004. | 100.0000 | Material | 0 | 0.0000
572109 | A-303-2BHK Internal Flat Wiring | No. | 1.0000 | 1.0000 | 12529 | PVC Copper Wire 1.5 Sqmm yellow | Mtrs | 100.0000 | 10.0000 | 158.001.001.005.004.003.001.002.003.004. | 10.0000 | Material | 0 | 0.0000
572109 | A-303-2BHK Internal Flat Wiring | No. | 1.0000 | 1.0000 | 12471 | PVC Copper Wire 2.5 Sqmm black | Mtrs | 12.0000 | 14.2800 | 158.001.001.005.004.003.001.002.003.004. | 14.2800 | Material | 0 | 0.0000
572109 | A-303-2BHK Internal Flat Wiring | No. | 1.0000 | 1.0000 | 12470 | PVC Copper Wire 2.5 Sqmm red | Mtrs | 102.0000 | 14.2800 | 158.001.001.005.004.003.001.002.003.004. | 0.0000 | Material | 0 | 0.0000
606755 | A-303-2BHK Int. Flat Switch Socket Material | No. | 1.0000 | 1.0000 | 5238 | 16A 1way switch w indi.(572063 | No. | 8.0000 | 127.5800 | 158.001.001.005.004.003.001.002.003.005. | 0.0000 | Material | 0 | 0.0000
606755 | A-303-2BHK Int. Flat Switch Socket Material | No. | 1.0000 | 1.0000 | 8655 | 16A socket (573471) | No. | 10.0000 | 254.0000 | 158.001.001.005.004.003.001.002.003.005. | 254.0000 | Material | 0 | 0.0000
606755 | A-303-2BHK Int. Flat Switch Socket Material | No. | 1.0000 | 1.0000 | 793 | 6 A Bell Push (573413) | No. | 1.0000 | 22.0500 | 158.001.001.005.004.003.001.002.003.005. | 0.0000 | Material | 0 | 0.0000
606755 | A-303-2BHK Int. Flat Switch Socket Material | No. | 1.0000 | 1.0000 | 7294 | 6A 2 Way Switch (573402) | No. | 4.0000 | 130.0000 | 158.001.001.005.004.003.001.002.003.005. | 0.0000 | Material | 0 | 0.0000
606755 | A-303-2BHK Int. Flat Switch Socket Material | No. | 1.0000 | 1.0000 | 28162 | 6A 3Pin Socket (573424) | No. | 25.0000 | 290.0000 | 158.001.001.005.004.003.001.002.003.005. | 290.0000 | Material | 0 | 0.0000
606755 | A-303-2BHK Int. Flat Switch Socket Material | No. | 1.0000 | 1.0000 | 5240 | 6A One way Switch (573400) | No. | 51.0000 | 72.7600 | 158.001.001.005.004.003.001.002.003.005. | 0.0000 | Material | 0 | 0.0000
606755 | A-303-2BHK Int. Flat Switch Socket Material | No. | 1.0000 | 1.0000 | 2556 | Angle Holder | No. | 5.0000 | 28.0000 | 158.001.001.005.004.003.001.002.003.005. | 0.0000 | Material | 0 | 0.0000
606755 | A-303-2BHK Int. Flat Switch Socket Material | No. | 1.0000 | 1.0000 | 5244 | Blank Plate 1m (573449) | No. | 9.0000 | 19.8400 | 158.001.001.005.004.003.001.002.003.005. | 0.0000 | Material | 0 | 0.0000
606755 | A-303-2BHK Int. Flat Switch Socket Material | No. | 1.0000 | 1.0000 | 1714 | Connector | No. | 4.0000 | 9.0000 | 158.001.001.005.004.003.001.002.003.005. | 0.0000 | Material | 0 | 0.0000
606755 | A-303-2BHK Int. Flat Switch Socket Material | No. | 1.0000 | 1.0000 | 6758 | Fan Step Reg (573469) | No. | 6.0000 | 432.3400 | 158.001.001.005.004.003.001.002.003.005. | 0.0000 | Material | 0 | 0.0000
606755 | A-303-2BHK Int. Flat Switch Socket Material | No. | 1.0000 | 1.0000 | 3287 | Round Plate 4" - No. | No. | 38.0000 | 9.0000 | 158.001.001.005.004.003.001.002.003.005. | 0.0000 | Material | 0 | 0.0000
606755 | A-303-2BHK Int. Flat Switch Socket Material | No. | 1.0000 | 1.0000 | 9555 | Round Plate 6" | No. | 6.0000 | 6.0000 | 158.001.001.005.004.003.001.002.003.005. | 0.0000 | Material | 0 | 0.0000
606755 | A-303-2BHK Int. Flat Switch Socket Material | No. | 1.0000 | 1.0000 | 6757 | T.V. Socket (573425) | No. | 3.0000 | 83.1600 | 158.001.001.005.004.003.001.002.003.005. | 0.0000 | Material | 0 | 0.0000
606755 | A-303-2BHK Int. Flat Switch Socket Material | No. | 1.0000 | 1.0000 | 5242 | Tel. Socket 1mod (573426) | No. | 1.0000 | 79.3800 | 158.001.001.005.004.003.001.002.003.005. | 0.0000 | Material | 0 | 0.0000
538982 | A-304-2BHK Internal Electrical Material | No. | 1.0000 | 1.0000 | 26454 | 12 Module GI Concealed Box | No. | 2.0000 | 255.0000 | 158.001.001.005.004.003.001.002.004.001. | 255.0000 | Material | 0 | 0.0000
538982 | A-304-2BHK Internal Electrical Material | No. | 1.0000 | 1.0000 | 5245 | 12M Plate (575770) | No. | 5.0000 | 225.8600 | 158.001.001.005.004.003.001.002.004.001. | 0.0000 | Material | 0 | 0.0000
538982 | A-304-2BHK Internal Electrical Material | No. | 1.0000 | 1.0000 | 5807 | 1M Plate (575700) | No. | 6.0000 | 58.5900 | 158.001.001.005.004.003.001.002.004.001. | 0.0000 | Material | 0 | 0.0000
538982 | A-304-2BHK Internal Electrical Material | No. | 1.0000 | 1.0000 | 26448 | 2 Module GI Concealed Box | No. | 11.0000 | 75.0000 | 158.001.001.005.004.003.001.002.004.001. | 75.0000 | Material | 0 | 0.0000
538982 | A-304-2BHK Internal Electrical Material | No. | 1.0000 | 1.0000 | 5250 | 2M Plate (575710) | No. | 9.0000 | 60.4800 | 158.001.001.005.004.003.001.002.004.001. | 0.0000 | Material | 0 | 0.0000
538982 | A-304-2BHK Internal Electrical Material | No. | 1.0000 | 1.0000 | 26449 | 3 Module GI Concealed Box | No. | 16.0000 | 105.0000 | 158.001.001.005.004.003.001.002.004.001. | 105.0000 | Material | 0 | 0.0000
538982 | A-304-2BHK Internal Electrical Material | No. | 1.0000 | 1.0000 | 5249 | 3M Plate (575720) | No. | 11.0000 | 68.9800 | 158.001.001.005.004.003.001.002.004.001. | 0.0000 | Material | 0 | 0.0000
538982 | A-304-2BHK Internal Electrical Material | No. | 1.0000 | 1.0000 | 26450 | 4 Module GI Concealed Box | No. | 2.0000 | 130.0000 | 158.001.001.005.004.003.001.002.004.001. | 130.0000 | Material | 0 | 0.0000
538982 | A-304-2BHK Internal Electrical Material | No. | 1.0000 | 1.0000 | 5248 | 4M Plate (575730) | No. | 1.0000 | 72.7600 | 158.001.001.005.004.003.001.002.004.001. | 0.0000 | Material | 0 | 0.0000
538982 | A-304-2BHK Internal Electrical Material | No. | 1.0000 | 1.0000 | 26451 | 6 Module GI Concealed Box | No. | 6.0000 | 160.0000 | 158.001.001.005.004.003.001.002.004.001. | 160.0000 | Material | 0 | 0.0000
538982 | A-304-2BHK Internal Electrical Material | No. | 1.0000 | 1.0000 | 5247 | 6M Plate (575740) | No. | 6.0000 | 131.3500 | 158.001.001.005.004.003.001.002.004.001. | 0.0000 | Material | 0 | 0.0000
538982 | A-304-2BHK Internal Electrical Material | No. | 1.0000 | 1.0000 | 26452 | 8 Module GI Concealed Box | No. | 4.0000 | 215.0000 | 158.001.001.005.004.003.001.002.004.001. | 215.0000 | Material | 0 | 0.0000
538982 | A-304-2BHK Internal Electrical Material | No. | 1.0000 | 1.0000 | 5246 | 8M Hzl Plate (575750) | No. | 4.0000 | 144.5800 | 158.001.001.005.004.003.001.002.004.001. | 0.0000 | Material | 0 | 0.0000
556935 | A-304-2BHK Wall Conduting Material | No. | 1.0000 | 1.0000 | 8482 | Flexible Pipe 3/4" | Mtrs | 3.0000 | 5.2500 | 158.001.001.005.004.003.001.002.004.002. | 0.0000 | Material | 0 | 0.0000
556935 | A-304-2BHK Wall Conduting Material | No. | 1.0000 | 1.0000 | 501 | Nails 3" | Kgs | 0.5000 | 63.0000 | 158.001.001.005.004.003.001.002.004.002. | 0.0000 | Material | 0 | 0.0000
556935 | A-304-2BHK Wall Conduting Material | No. | 1.0000 | 1.0000 | 3246 | PVC 1 way Junction Box 1" | No. | 4.0000 | 18.2000 | 158.001.001.005.004.003.001.002.004.002. | 0.0000 | Material | 0 | 0.0000
556935 | A-304-2BHK Wall Conduting Material | No. | 1.0000 | 1.0000 | 838 | PVC Conduit Bend 1" | No. | 13.0000 | 6.3500 | 158.001.001.005.004.003.001.002.004.002. | 6.3500 | Material | 0 | 0.0000
556935 | A-304-2BHK Wall Conduting Material | No. | 1.0000 | 1.0000 | 837 | PVC Conduit Pipe 1" mtrs | Mtrs | 90.0000 | 18.6000 | 158.001.001.005.004.003.001.002.004.002. | 18.6000 | Material | 0 | 0.0000
571921 | A-304-2BHK Internal Flat DB Work | No. | 1.0000 | 1.0000 | 28289 | 10A Single Pole MCB (IH31P0C010) | No. | 4.0000 | 100.0000 | 158.001.001.005.004.003.001.002.004.003. | 100.0000 | Material | 0 | 0.0000
571921 | A-304-2BHK Internal Flat DB Work | No. | 1.0000 | 1.0000 | 28297 | 20A Single Pole MCB (IH31P0C020) | No. | 8.0000 | 300.0000 | 158.001.001.005.004.003.001.002.004.003. | 300.0000 | Material | 0 | 0.0000
571921 | A-304-2BHK Internal Flat DB Work | No. | 1.0000 | 1.0000 | 28776 | 4 Way TPN DB with tel. compartment IHETPNYV004 | No. | 1.0000 | 118.0000 | 158.001.001.005.004.003.001.002.004.003. | 100.0000 | Material | 45 | 18.0000 | C+S GST 18% I/P RD
571921 | A-304-2BHK Internal Flat DB Work | No. | 1.0000 | 1.0000 | 28545 | 40 AMP RCCB 4 Pole 30ma IH3R440030 | No. | 1.0000 | 118.0000 | 158.001.001.005.004.003.001.002.004.003. | 100.0000 | Material | 45 | 18.0000 | C+S GST 18% I/P RD
606757 | A-304-2BHK Int. Flat Switch Socket Material | No. | 1.0000 | 1.0000 | 5238 | 16A 1way switch w indi.(572063 | No. | 8.0000 | 127.5800 | 158.001.001.005.004.003.001.002.004.004. | 0.0000 | Material | 0 | 0.0000
606757 | A-304-2BHK Int. Flat Switch Socket Material | No. | 1.0000 | 1.0000 | 8655 | 16A socket (573471) | No. | 10.0000 | 254.0000 | 158.001.001.005.004.003.001.002.004.004. | 254.0000 | Material | 0 | 0.0000
606757 | A-304-2BHK Int. Flat Switch Socket Material | No. | 1.0000 | 1.0000 | 793 | 6 A Bell Push (573413) | No. | 1.0000 | 22.0500 | 158.001.001.005.004.003.001.002.004.004. | 0.0000 | Material | 0 | 0.0000
606757 | A-304-2BHK Int. Flat Switch Socket Material | No. | 1.0000 | 1.0000 | 7294 | 6A 2 Way Switch (573402) | No. | 4.0000 | 130.0000 | 158.001.001.005.004.003.001.002.004.004. | 0.0000 | Material | 0 | 0.0000
606757 | A-304-2BHK Int. Flat Switch Socket Material | No. | 1.0000 | 1.0000 | 28162 | 6A 3Pin Socket (573424) | No. | 25.0000 | 290.0000 | 158.001.001.005.004.003.001.002.004.004. | 290.0000 | Material | 0 | 0.0000
606757 | A-304-2BHK Int. Flat Switch Socket Material | No. | 1.0000 | 1.0000 | 5240 | 6A One way Switch (573400) | No. | 51.0000 | 72.7600 | 158.001.001.005.004.003.001.002.004.004. | 0.0000 | Material | 0 | 0.0000
606757 | A-304-2BHK Int. Flat Switch Socket Material | No. | 1.0000 | 1.0000 | 2556 | Angle Holder | No. | 5.0000 | 28.0000 | 158.001.001.005.004.003.001.002.004.004. | 0.0000 | Material | 0 | 0.0000
606757 | A-304-2BHK Int. Flat Switch Socket Material | No. | 1.0000 | 1.0000 | 5244 | Blank Plate 1m (573449) | No. | 9.0000 | 19.8400 | 158.001.001.005.004.003.001.002.004.004. | 0.0000 | Material | 0 | 0.0000
606757 | A-304-2BHK Int. Flat Switch Socket Material | No. | 1.0000 | 1.0000 | 1714 | Connector | No. | 4.0000 | 9.0000 | 158.001.001.005.004.003.001.002.004.004. | 0.0000 | Material | 0 | 0.0000
606757 | A-304-2BHK Int. Flat Switch Socket Material | No. | 1.0000 | 1.0000 | 6758 | Fan Step Reg (573469) | No. | 6.0000 | 432.3400 | 158.001.001.005.004.003.001.002.004.004. | 0.0000 | Material | 0 | 0.0000
606757 | A-304-2BHK Int. Flat Switch Socket Material | No. | 1.0000 | 1.0000 | 3287 | Round Plate 4" - No. | No. | 38.0000 | 9.0000 | 158.001.001.005.004.003.001.002.004.004. | 0.0000 | Material | 0 | 0.0000
606757 | A-304-2BHK Int. Flat Switch Socket Material | No. | 1.0000 | 1.0000 | 9555 | Round Plate 6" | No. | 6.0000 | 6.0000 | 158.001.001.005.004.003.001.002.004.004. | 0.0000 | Material | 0 | 0.0000
606757 | A-304-2BHK Int. Flat Switch Socket Material | No. | 1.0000 | 1.0000 | 6757 | T.V. Socket (573425) | No. | 3.0000 | 83.1600 | 158.001.001.005.004.003.001.002.004.004. | 0.0000 | Material | 0 | 0.0000
606757 | A-304-2BHK Int. Flat Switch Socket Material | No. | 1.0000 | 1.0000 | 5242 | Tel. Socket 1mod (573426) | No. | 1.0000 | 79.3800 | 158.001.001.005.004.003.001.002.004.004. | 0.0000 | Material | 0 | 0.0000
646572 | A-304-2BHK Internal Flat Wiring | No. | 1.0000 | 1.0000 | 12468 | PVC Copper Wire 1.5 Sqmm black | Mtrs | 108.0000 | 8.8600 | 158.001.001.005.004.003.001.002.004.005. | 8.8600 | Material | 0 | 0.0000
646572 | A-304-2BHK Internal Flat Wiring | No. | 1.0000 | 1.0000 | 12530 | PVC Copper Wire 1.5 Sqmm blue | Mtrs | 139.0000 | 8.8600 | 158.001.001.005.004.003.001.002.004.005. | 8.8600 | Material | 0 | 0.0000
646572 | A-304-2BHK Internal Flat Wiring | No. | 1.0000 | 1.0000 | 12469 | PVC Copper Wire 1.5 Sqmm green | Mtrs | 57.9600 | 8.8700 | 158.001.001.005.004.003.001.002.004.005. | 0.0000 | Material | 0 | 0.0000
646572 | A-304-2BHK Internal Flat Wiring | No. | 1.0000 | 1.0000 | 26439 | PVC Copper Wire 1.5 Sqmm Grey | Mtrs | 85.0000 | 100.0000 | 158.001.001.005.004.003.001.002.004.005. | 100.0000 | Material | 0 | 0.0000
646572 | A-304-2BHK Internal Flat Wiring | No. | 1.0000 | 1.0000 | 12466 | PVC Copper Wire 1.5 Sqmm red | Mtrs | 46.0000 | 8.8700 | 158.001.001.005.004.003.001.002.004.005. | 8.8700 | Material | 0 | 0.0000
646572 | A-304-2BHK Internal Flat Wiring | No. | 1.0000 | 1.0000 | 12529 | PVC Copper Wire 1.5 Sqmm yellow | Mtrs | 168.0000 | 10.0000 | 158.001.001.005.004.003.001.002.004.005. | 10.0000 | Material | 0 | 0.0000
646572 | A-304-2BHK Internal Flat Wiring | No. | 1.0000 | 1.0000 | 12471 | PVC Copper Wire 2.5 Sqmm black | Mtrs | 94.0000 | 14.2800 | 158.001.001.005.004.003.001.002.004.005. | 14.2800 | Material | 0 | 0.0000
646572 | A-304-2BHK Internal Flat Wiring | No. | 1.0000 | 1.0000 | 12527 | PVC Copper Wire 2.5 Sqmm blue | Mtrs | 25.0000 | 14.2800 | 158.001.001.005.004.003.001.002.004.005. | 0.0000 | Material | 0 | 0.0000
646572 | A-304-2BHK Internal Flat Wiring | No. | 1.0000 | 1.0000 | 12472 | PVC Copper Wire 2.5 Sqmm green | Mtrs | 104.0000 | 14.2800 | 158.001.001.005.004.003.001.002.004.005. | 0.0000 | Material | 0 | 0.0000
646572 | A-304-2BHK Internal Flat Wiring | No. | 1.0000 | 1.0000 | 12470 | PVC Copper Wire 2.5 Sqmm red | Mtrs | 75.2500 | 14.2800 | 158.001.001.005.004.003.001.002.004.005. | 0.0000 | Material | 0 | 0.0000
646572 | A-304-2BHK Internal Flat Wiring | No. | 1.0000 | 1.0000 | 12528 | PVC Copper Wire 2.5 Sqmm yellow | Mtrs | 35.0000 | 14.2800 | 158.001.001.005.004.003.001.002.004.005. | 14.2800 | Material | 0 | 0.0000
646572 | A-304-2BHK Internal Flat Wiring | No. | 1.0000 | 1.0000 | 12475 | PVC Copper Wire 4 Sqmm black | Mtrs | 109.0000 | 21.1200 | 158.001.001.005.004.003.001.002.004.005. | 0.0000 | Material | 0 | 0.0000
646572 | A-304-2BHK Internal Flat Wiring | No. | 1.0000 | 1.0000 | 13068 | PVC Copper Wire 4 Sqmm blue | Mtrs | 28.0000 | 10.0000 | 158.001.001.005.004.003.001.002.004.005. | 0.0000 | Material | 0 | 0.0000
646572 | A-304-2BHK Internal Flat Wiring | No. | 1.0000 | 1.0000 | 12474 | PVC Copper Wire 4 Sqmm red | Mtrs | 28.0000 | 21.1200 | 158.001.001.005.004.003.001.002.004.005. | 0.0000 | Material | 0 | 0.0000
646572 | A-304-2BHK Internal Flat Wiring | No. | 1.0000 | 1.0000 | 13067 | PVC Copper Wire 4 Sqmm yellow | Mtrs | 59.0000 | 10.0000 | 158.001.001.005.004.003.001.002.004.005. | 0.0000 | Material | 0 | 0.0000
646572 | A-304-2BHK Internal Flat Wiring | No. | 1.0000 | 1.0000 | 1010 | RG-6 Co-Axial Cable | Mtrs | 17.0000 | 14.3900 | 158.001.001.005.004.003.001.002.004.005. | 0.0000 | Material | 0 | 0.0000
538983 | A-305-2BHK Internal Electrical Material | No. | 1.0000 | 1.0000 | 26454 | 12 Module GI Concealed Box | No. | 2.0000 | 255.0000 | 158.001.001.005.004.003.001.002.005.001. | 255.0000 | Material | 0 | 0.0000
538983 | A-305-2BHK Internal Electrical Material | No. | 1.0000 | 1.0000 | 5245 | 12M Plate (575770) | No. | 5.0000 | 225.8600 | 158.001.001.005.004.003.001.002.005.001. | 0.0000 | Material | 0 | 0.0000
538983 | A-305-2BHK Internal Electrical Material | No. | 1.0000 | 1.0000 | 5807 | 1M Plate (575700) | No. | 6.0000 | 58.5900 | 158.001.001.005.004.003.001.002.005.001. | 0.0000 | Material | 0 | 0.0000
538983 | A-305-2BHK Internal Electrical Material | No. | 1.0000 | 1.0000 | 26448 | 2 Module GI Concealed Box | No. | 11.0000 | 75.0000 | 158.001.001.005.004.003.001.002.005.001. | 75.0000 | Material | 0 | 0.0000
538983 | A-305-2BHK Internal Electrical Material | No. | 1.0000 | 1.0000 | 5250 | 2M Plate (575710) | No. | 9.0000 | 60.4800 | 158.001.001.005.004.003.001.002.005.001. | 0.0000 | Material | 0 | 0.0000
538983 | A-305-2BHK Internal Electrical Material | No. | 1.0000 | 1.0000 | 26449 | 3 Module GI Concealed Box | No. | 16.0000 | 105.0000 | 158.001.001.005.004.003.001.002.005.001. | 105.0000 | Material | 0 | 0.0000
538983 | A-305-2BHK Internal Electrical Material | No. | 1.0000 | 1.0000 | 5249 | 3M Plate (575720) | No. | 11.0000 | 68.9800 | 158.001.001.005.004.003.001.002.005.001. | 0.0000 | Material | 0 | 0.0000
538983 | A-305-2BHK Internal Electrical Material | No. | 1.0000 | 1.0000 | 26450 | 4 Module GI Concealed Box | No. | 2.0000 | 130.0000 | 158.001.001.005.004.003.001.002.005.001. | 130.0000 | Material | 0 | 0.0000
538983 | A-305-2BHK Internal Electrical Material | No. | 1.0000 | 1.0000 | 5248 | 4M Plate (575730) | No. | 1.0000 | 72.7600 | 158.001.001.005.004.003.001.002.005.001. | 0.0000 | Material | 0 | 0.0000
538983 | A-305-2BHK Internal Electrical Material | No. | 1.0000 | 1.0000 | 26451 | 6 Module GI Concealed Box | No. | 6.0000 | 160.0000 | 158.001.001.005.004.003.001.002.005.001. | 160.0000 | Material | 0 | 0.0000
538983 | A-305-2BHK Internal Electrical Material | No. | 1.0000 | 1.0000 | 5247 | 6M Plate (575740) | No. | 6.0000 | 131.3500 | 158.001.001.005.004.003.001.002.005.001. | 0.0000 | Material | 0 | 0.0000
538983 | A-305-2BHK Internal Electrical Material | No. | 1.0000 | 1.0000 | 26452 | 8 Module GI Concealed Box | No. | 4.0000 | 215.0000 | 158.001.001.005.004.003.001.002.005.001. | 215.0000 | Material | 0 | 0.0000
538983 | A-305-2BHK Internal Electrical Material | No. | 1.0000 | 1.0000 | 5246 | 8M Hzl Plate (575750) | No. | 4.0000 | 144.5800 | 158.001.001.005.004.003.001.002.005.001. | 0.0000 | Material | 0 | 0.0000
556936 | A-305-2BHK Wall Conduting Material | No. | 1.0000 | 1.0000 | 8482 | Flexible Pipe 3/4" | Mtrs | 3.0000 | 5.2500 | 158.001.001.005.004.003.001.002.005.002. | 0.0000 | Material | 0 | 0.0000
556936 | A-305-2BHK Wall Conduting Material | No. | 1.0000 | 1.0000 | 501 | Nails 3" | Kgs | 0.5000 | 63.0000 | 158.001.001.005.004.003.001.002.005.002. | 0.0000 | Material | 0 | 0.0000
556936 | A-305-2BHK Wall Conduting Material | No. | 1.0000 | 1.0000 | 3246 | PVC 1 way Junction Box 1" | No. | 4.0000 | 18.2000 | 158.001.001.005.004.003.001.002.005.002. | 0.0000 | Material | 0 | 0.0000
556936 | A-305-2BHK Wall Conduting Material | No. | 1.0000 | 1.0000 | 838 | PVC Conduit Bend 1" | No. | 13.0000 | 6.3500 | 158.001.001.005.004.003.001.002.005.002. | 6.3500 | Material | 0 | 0.0000
556936 | A-305-2BHK Wall Conduting Material | No. | 1.0000 | 1.0000 | 837 | PVC Conduit Pipe 1" mtrs | Mtrs | 90.0000 | 18.6000 | 158.001.001.005.004.003.001.002.005.002. | 18.6000 | Material | 0 | 0.0000
571922 | A-305-2BHK Internal Flat DB Work | No. | 1.0000 | 1.0000 | 28289 | 10A Single Pole MCB (IH31P0C010) | No. | 4.0000 | 100.0000 | 158.001.001.005.004.003.001.002.005.003. | 100.0000 | Material | 0 | 0.0000
571922 | A-305-2BHK Internal Flat DB Work | No. | 1.0000 | 1.0000 | 28297 | 20A Single Pole MCB (IH31P0C020) | No. | 8.0000 | 300.0000 | 158.001.001.005.004.003.001.002.005.003. | 300.0000 | Material | 0 | 0.0000
571922 | A-305-2BHK Internal Flat DB Work | No. | 1.0000 | 1.0000 | 28776 | 4 Way TPN DB with tel. compartment IHETPNYV004 | No. | 1.0000 | 118.0000 | 158.001.001.005.004.003.001.002.005.003. | 100.0000 | Material | 45 | 18.0000 | C+S GST 18% I/P RD
571922 | A-305-2BHK Internal Flat DB Work | No. | 1.0000 | 1.0000 | 28545 | 40 AMP RCCB 4 Pole 30ma IH3R440030 | No. | 1.0000 | 118.0000 | 158.001.001.005.004.003.001.002.005.003. | 100.0000 | Material | 45 | 18.0000 | C+S GST 18% I/P RD
606758 | A-305-2BHK Int. Flat Switch Socket Material | No. | 1.0000 | 1.0000 | 5238 | 16A 1way switch w indi.(572063 | No. | 8.0000 | 127.5800 | 158.001.001.005.004.003.001.002.005.004. | 0.0000 | Material | 0 | 0.0000
606758 | A-305-2BHK Int. Flat Switch Socket Material | No. | 1.0000 | 1.0000 | 8655 | 16A socket (573471) | No. | 10.0000 | 254.0000 | 158.001.001.005.004.003.001.002.005.004. | 254.0000 | Material | 0 | 0.0000
606758 | A-305-2BHK Int. Flat Switch Socket Material | No. | 1.0000 | 1.0000 | 793 | 6 A Bell Push (573413) | No. | 1.0000 | 22.0500 | 158.001.001.005.004.003.001.002.005.004. | 0.0000 | Material | 0 | 0.0000
606758 | A-305-2BHK Int. Flat Switch Socket Material | No. | 1.0000 | 1.0000 | 7294 | 6A 2 Way Switch (573402) | No. | 4.0000 | 130.0000 | 158.001.001.005.004.003.001.002.005.004. | 0.0000 | Material | 0 | 0.0000
606758 | A-305-2BHK Int. Flat Switch Socket Material | No. | 1.0000 | 1.0000 | 28162 | 6A 3Pin Socket (573424) | No. | 25.0000 | 290.0000 | 158.001.001.005.004.003.001.002.005.004. | 290.0000 | Material | 0 | 0.0000
606758 | A-305-2BHK Int. Flat Switch Socket Material | No. | 1.0000 | 1.0000 | 5240 | 6A One way Switch (573400) | No. | 51.0000 | 72.7600 | 158.001.001.005.004.003.001.002.005.004. | 0.0000 | Material | 0 | 0.0000
606758 | A-305-2BHK Int. Flat Switch Socket Material | No. | 1.0000 | 1.0000 | 2556 | Angle Holder | No. | 5.0000 | 28.0000 | 158.001.001.005.004.003.001.002.005.004. | 0.0000 | Material | 0 | 0.0000
606758 | A-305-2BHK Int. Flat Switch Socket Material | No. | 1.0000 | 1.0000 | 5244 | Blank Plate 1m (573449) | No. | 9.0000 | 19.8400 | 158.001.001.005.004.003.001.002.005.004. | 0.0000 | Material | 0 | 0.0000
606758 | A-305-2BHK Int. Flat Switch Socket Material | No. | 1.0000 | 1.0000 | 1714 | Connector | No. | 4.0000 | 9.0000 | 158.001.001.005.004.003.001.002.005.004. | 0.0000 | Material | 0 | 0.0000
606758 | A-305-2BHK Int. Flat Switch Socket Material | No. | 1.0000 | 1.0000 | 6758 | Fan Step Reg (573469) | No. | 6.0000 | 432.3400 | 158.001.001.005.004.003.001.002.005.004. | 0.0000 | Material | 0 | 0.0000
606758 | A-305-2BHK Int. Flat Switch Socket Material | No. | 1.0000 | 1.0000 | 3287 | Round Plate 4" - No. | No. | 38.0000 | 9.0000 | 158.001.001.005.004.003.001.002.005.004. | 0.0000 | Material | 0 | 0.0000
606758 | A-305-2BHK Int. Flat Switch Socket Material | No. | 1.0000 | 1.0000 | 9555 | Round Plate 6" | No. | 6.0000 | 6.0000 | 158.001.001.005.004.003.001.002.005.004. | 0.0000 | Material | 0 | 0.0000
606758 | A-305-2BHK Int. Flat Switch Socket Material | No. | 1.0000 | 1.0000 | 6757 | T.V. Socket (573425) | No. | 3.0000 | 83.1600 | 158.001.001.005.004.003.001.002.005.004. | 0.0000 | Material | 0 | 0.0000
606758 | A-305-2BHK Int. Flat Switch Socket Material | No. | 1.0000 | 1.0000 | 5242 | Tel. Socket 1mod (573426) | No. | 1.0000 | 79.3800 | 158.001.001.005.004.003.001.002.005.004. | 0.0000 | Material | 0 | 0.0000
646573 | A-305-2BHK Internal Flat Wiring | No. | 1.0000 | 1.0000 | 12468 | PVC Copper Wire 1.5 Sqmm black | Mtrs | 108.0000 | 8.8600 | 158.001.001.005.004.003.001.002.005.005. | 8.8600 | Material | 0 | 0.0000
646573 | A-305-2BHK Internal Flat Wiring | No. | 1.0000 | 1.0000 | 12530 | PVC Copper Wire 1.5 Sqmm blue | Mtrs | 139.0000 | 8.8600 | 158.001.001.005.004.003.001.002.005.005. | 8.8600 | Material | 0 | 0.0000
646573 | A-305-2BHK Internal Flat Wiring | No. | 1.0000 | 1.0000 | 12469 | PVC Copper Wire 1.5 Sqmm green | Mtrs | 78.9800 | 8.8700 | 158.001.001.005.004.003.001.002.005.005. | 0.0000 | Material | 0 | 0.0000
646573 | A-305-2BHK Internal Flat Wiring | No. | 1.0000 | 1.0000 | 26439 | PVC Copper Wire 1.5 Sqmm Grey | Mtrs | 85.0000 | 100.0000 | 158.001.001.005.004.003.001.002.005.005. | 100.0000 | Material | 0 | 0.0000
646573 | A-305-2BHK Internal Flat Wiring | No. | 1.0000 | 1.0000 | 12466 | PVC Copper Wire 1.5 Sqmm red | Mtrs | 46.0000 | 8.8700 | 158.001.001.005.004.003.001.002.005.005. | 8.8700 | Material | 0 | 0.0000
646573 | A-305-2BHK Internal Flat Wiring | No. | 1.0000 | 1.0000 | 12529 | PVC Copper Wire 1.5 Sqmm yellow | Mtrs | 168.0000 | 10.0000 | 158.001.001.005.004.003.001.002.005.005. | 10.0000 | Material | 0 | 0.0000
646573 | A-305-2BHK Internal Flat Wiring | No. | 1.0000 | 1.0000 | 12471 | PVC Copper Wire 2.5 Sqmm black | Mtrs | 94.0000 | 14.2800 | 158.001.001.005.004.003.001.002.005.005. | 14.2800 | Material | 0 | 0.0000
646573 | A-305-2BHK Internal Flat Wiring | No. | 1.0000 | 1.0000 | 12527 | PVC Copper Wire 2.5 Sqmm blue | Mtrs | 25.0000 | 14.2800 | 158.001.001.005.004.003.001.002.005.005. | 0.0000 | Material | 0 | 0.0000
646573 | A-305-2BHK Internal Flat Wiring | No. | 1.0000 | 1.0000 | 12472 | PVC Copper Wire 2.5 Sqmm green | Mtrs | 104.0000 | 14.2800 | 158.001.001.005.004.003.001.002.005.005. | 0.0000 | Material | 0 | 0.0000
646573 | A-305-2BHK Internal Flat Wiring | No. | 1.0000 | 1.0000 | 12470 | PVC Copper Wire 2.5 Sqmm red | Mtrs | 75.2500 | 14.2800 | 158.001.001.005.004.003.001.002.005.005. | 0.0000 | Material | 0 | 0.0000
646573 | A-305-2BHK Internal Flat Wiring | No. | 1.0000 | 1.0000 | 12528 | PVC Copper Wire 2.5 Sqmm yellow | Mtrs | 35.0000 | 14.2800 | 158.001.001.005.004.003.001.002.005.005. | 14.2800 | Material | 0 | 0.0000
646573 | A-305-2BHK Internal Flat Wiring | No. | 1.0000 | 1.0000 | 12475 | PVC Copper Wire 4 Sqmm black | Mtrs | 109.0000 | 21.1200 | 158.001.001.005.004.003.001.002.005.005. | 0.0000 | Material | 0 | 0.0000
646573 | A-305-2BHK Internal Flat Wiring | No. | 1.0000 | 1.0000 | 13068 | PVC Copper Wire 4 Sqmm blue | Mtrs | 28.0000 | 10.0000 | 158.001.001.005.004.003.001.002.005.005. | 0.0000 | Material | 0 | 0.0000
646573 | A-305-2BHK Internal Flat Wiring | No. | 1.0000 | 1.0000 | 12474 | PVC Copper Wire 4 Sqmm red | Mtrs | 28.0000 | 21.1200 | 158.001.001.005.004.003.001.002.005.005. | 0.0000 | Material | 0 | 0.0000
646573 | A-305-2BHK Internal Flat Wiring | No. | 1.0000 | 1.0000 | 13067 | PVC Copper Wire 4 Sqmm yellow | Mtrs | 59.0000 | 10.0000 | 158.001.001.005.004.003.001.002.005.005. | 0.0000 | Material | 0 | 0.0000
646573 | A-305-2BHK Internal Flat Wiring | No. | 1.0000 | 1.0000 | 1010 | RG-6 Co-Axial Cable | Mtrs | 17.0000 | 14.3900 | 158.001.001.005.004.003.001.002.005.005. | 0.0000 | Material | 0 | 0.0000
538984 | A-306-2BHK Internal Electrical Material | No. | 1.0000 | 1.0000 | 26454 | 12 Module GI Concealed Box | No. | 2.0000 | 255.0000 | 158.001.001.005.004.003.001.002.006.001. | 255.0000 | Material | 0 | 0.0000
538984 | A-306-2BHK Internal Electrical Material | No. | 1.0000 | 1.0000 | 5245 | 12M Plate (575770) | No. | 5.0000 | 225.8600 | 158.001.001.005.004.003.001.002.006.001. | 0.0000 | Material | 0 | 0.0000
538984 | A-306-2BHK Internal Electrical Material | No. | 1.0000 | 1.0000 | 5807 | 1M Plate (575700) | No. | 6.0000 | 58.5900 | 158.001.001.005.004.003.001.002.006.001. | 0.0000 | Material | 0 | 0.0000
538984 | A-306-2BHK Internal Electrical Material | No. | 1.0000 | 1.0000 | 26448 | 2 Module GI Concealed Box | No. | 11.0000 | 75.0000 | 158.001.001.005.004.003.001.002.006.001. | 75.0000 | Material | 0 | 0.0000
538984 | A-306-2BHK Internal Electrical Material | No. | 1.0000 | 1.0000 | 5250 | 2M Plate (575710) | No. | 9.0000 | 60.4800 | 158.001.001.005.004.003.001.002.006.001. | 0.0000 | Material | 0 | 0.0000
538984 | A-306-2BHK Internal Electrical Material | No. | 1.0000 | 1.0000 | 26449 | 3 Module GI Concealed Box | No. | 17.0000 | 105.0000 | 158.001.001.005.004.003.001.002.006.001. | 105.0000 | Material | 0 | 0.0000
538984 | A-306-2BHK Internal Electrical Material | No. | 1.0000 | 1.0000 | 5249 | 3M Plate (575720) | No. | 11.0000 | 68.9800 | 158.001.001.005.004.003.001.002.006.001. | 0.0000 | Material | 0 | 0.0000
538984 | A-306-2BHK Internal Electrical Material | No. | 1.0000 | 1.0000 | 26450 | 4 Module GI Concealed Box | No. | 1.0000 | 130.0000 | 158.001.001.005.004.003.001.002.006.001. | 130.0000 | Material | 0 | 0.0000
538984 | A-306-2BHK Internal Electrical Material | No. | 1.0000 | 1.0000 | 5248 | 4M Plate (575730) | No. | 1.0000 | 72.7600 | 158.001.001.005.004.003.001.002.006.001. | 0.0000 | Material | 0 | 0.0000
538984 | A-306-2BHK Internal Electrical Material | No. | 1.0000 | 1.0000 | 26451 | 6 Module GI Concealed Box | No. | 6.0000 | 160.0000 | 158.001.001.005.004.003.001.002.006.001. | 160.0000 | Material | 0 | 0.0000
538984 | A-306-2BHK Internal Electrical Material | No. | 1.0000 | 1.0000 | 5247 | 6M Plate (575740) | No. | 6.0000 | 131.3500 | 158.001.001.005.004.003.001.002.006.001. | 0.0000 | Material | 0 | 0.0000
538984 | A-306-2BHK Internal Electrical Material | No. | 1.0000 | 1.0000 | 26452 | 8 Module GI Concealed Box | No. | 4.0000 | 215.0000 | 158.001.001.005.004.003.001.002.006.001. | 215.0000 | Material | 0 | 0.0000
538984 | A-306-2BHK Internal Electrical Material | No. | 1.0000 | 1.0000 | 5246 | 8M Hzl Plate (575750) | No. | 4.0000 | 144.5800 | 158.001.001.005.004.003.001.002.006.001. | 0.0000 | Material | 0 | 0.0000
556937 | A-306-2BHK Wall Conduting Material | No. | 1.0000 | 1.0000 | 8482 | Flexible Pipe 3/4" | Mtrs | 3.0000 | 5.2500 | 158.001.001.005.004.003.001.002.006.002. | 0.0000 | Material | 0 | 0.0000
556937 | A-306-2BHK Wall Conduting Material | No. | 1.0000 | 1.0000 | 501 | Nails 3" | Kgs | 0.5000 | 63.0000 | 158.001.001.005.004.003.001.002.006.002. | 0.0000 | Material | 0 | 0.0000
556937 | A-306-2BHK Wall Conduting Material | No. | 1.0000 | 1.0000 | 3246 | PVC 1 way Junction Box 1" | No. | 4.0000 | 18.2000 | 158.001.001.005.004.003.001.002.006.002. | 0.0000 | Material | 0 | 0.0000
556937 | A-306-2BHK Wall Conduting Material | No. | 1.0000 | 1.0000 | 838 | PVC Conduit Bend 1" | No. | 13.0000 | 6.3500 | 158.001.001.005.004.003.001.002.006.002. | 6.3500 | Material | 0 | 0.0000
556937 | A-306-2BHK Wall Conduting Material | No. | 1.0000 | 1.0000 | 837 | PVC Conduit Pipe 1" mtrs | Mtrs | 90.0000 | 18.6000 | 158.001.001.005.004.003.001.002.006.002. | 18.6000 | Material | 0 | 0.0000
571923 | A-306-2BHK Internal Flat DB Work | No. | 1.0000 | 1.0000 | 28289 | 10A Single Pole MCB (IH31P0C010) | No. | 4.0000 | 100.0000 | 158.001.001.005.004.003.001.002.006.003. | 100.0000 | Material | 0 | 0.0000
571923 | A-306-2BHK Internal Flat DB Work | No. | 1.0000 | 1.0000 | 28297 | 20A Single Pole MCB (IH31P0C020) | No. | 8.0000 | 300.0000 | 158.001.001.005.004.003.001.002.006.003. | 300.0000 | Material | 0 | 0.0000
571923 | A-306-2BHK Internal Flat DB Work | No. | 1.0000 | 1.0000 | 28776 | 4 Way TPN DB with tel. compartment IHETPNYV004 | No. | 1.0000 | 118.0000 | 158.001.001.005.004.003.001.002.006.003. | 100.0000 | Material | 45 | 18.0000 | C+S GST 18% I/P RD
571923 | A-306-2BHK Internal Flat DB Work | No. | 1.0000 | 1.0000 | 28545 | 40 AMP RCCB 4 Pole 30ma IH3R440030 | No. | 1.0000 | 118.0000 | 158.001.001.005.004.003.001.002.006.003. | 100.0000 | Material | 45 | 18.0000 | C+S GST 18% I/P RD
606759 | A-306-2BHK Int. Flat Switch Socket Material | No. | 1.0000 | 1.0000 | 5238 | 16A 1way switch w indi.(572063 | No. | 8.0000 | 127.5800 | 158.001.001.005.004.003.001.002.006.004. | 0.0000 | Material | 0 | 0.0000
606759 | A-306-2BHK Int. Flat Switch Socket Material | No. | 1.0000 | 1.0000 | 8655 | 16A socket (573471) | No. | 10.0000 | 254.0000 | 158.001.001.005.004.003.001.002.006.004. | 254.0000 | Material | 0 | 0.0000
606759 | A-306-2BHK Int. Flat Switch Socket Material | No. | 1.0000 | 1.0000 | 793 | 6 A Bell Push (573413) | No. | 1.0000 | 22.0500 | 158.001.001.005.004.003.001.002.006.004. | 0.0000 | Material | 0 | 0.0000
606759 | A-306-2BHK Int. Flat Switch Socket Material | No. | 1.0000 | 1.0000 | 7294 | 6A 2 Way Switch (573402) | No. | 4.0000 | 130.0000 | 158.001.001.005.004.003.001.002.006.004. | 0.0000 | Material | 0 | 0.0000
606759 | A-306-2BHK Int. Flat Switch Socket Material | No. | 1.0000 | 1.0000 | 28162 | 6A 3Pin Socket (573424) | No. | 25.0000 | 290.0000 | 158.001.001.005.004.003.001.002.006.004. | 290.0000 | Material | 0 | 0.0000
606759 | A-306-2BHK Int. Flat Switch Socket Material | No. | 1.0000 | 1.0000 | 5240 | 6A One way Switch (573400) | No. | 51.0000 | 72.7600 | 158.001.001.005.004.003.001.002.006.004. | 0.0000 | Material | 0 | 0.0000
606759 | A-306-2BHK Int. Flat Switch Socket Material | No. | 1.0000 | 1.0000 | 2556 | Angle Holder | No. | 5.0000 | 28.0000 | 158.001.001.005.004.003.001.002.006.004. | 0.0000 | Material | 0 | 0.0000
606759 | A-306-2BHK Int. Flat Switch Socket Material | No. | 1.0000 | 1.0000 | 5244 | Blank Plate 1m (573449) | No. | 9.0000 | 19.8400 | 158.001.001.005.004.003.001.002.006.004. | 0.0000 | Material | 0 | 0.0000
606759 | A-306-2BHK Int. Flat Switch Socket Material | No. | 1.0000 | 1.0000 | 1714 | Connector | No. | 4.0000 | 9.0000 | 158.001.001.005.004.003.001.002.006.004. | 0.0000 | Material | 0 | 0.0000
606759 | A-306-2BHK Int. Flat Switch Socket Material | No. | 1.0000 | 1.0000 | 6758 | Fan Step Reg (573469) | No. | 6.0000 | 432.3400 | 158.001.001.005.004.003.001.002.006.004. | 0.0000 | Material | 0 | 0.0000
606759 | A-306-2BHK Int. Flat Switch Socket Material | No. | 1.0000 | 1.0000 | 3287 | Round Plate 4" - No. | No. | 38.0000 | 9.0000 | 158.001.001.005.004.003.001.002.006.004. | 0.0000 | Material | 0 | 0.0000
606759 | A-306-2BHK Int. Flat Switch Socket Material | No. | 1.0000 | 1.0000 | 9555 | Round Plate 6" | No. | 6.0000 | 6.0000 | 158.001.001.005.004.003.001.002.006.004. | 0.0000 | Material | 0 | 0.0000
606759 | A-306-2BHK Int. Flat Switch Socket Material | No. | 1.0000 | 1.0000 | 6757 | T.V. Socket (573425) | No. | 3.0000 | 83.1600 | 158.001.001.005.004.003.001.002.006.004. | 0.0000 | Material | 0 | 0.0000
606759 | A-306-2BHK Int. Flat Switch Socket Material | No. | 1.0000 | 1.0000 | 5242 | Tel. Socket 1mod (573426) | No. | 1.0000 | 79.3800 | 158.001.001.005.004.003.001.002.006.004. | 0.0000 | Material | 0 | 0.0000
646574 | A-306-2BHK Internal Flat Wiring | No. | 1.0000 | 1.0000 | 12468 | PVC Copper Wire 1.5 Sqmm black | Mtrs | 108.0000 | 8.8600 | 158.001.001.005.004.003.001.002.006.005. | 8.8600 | Material | 0 | 0.0000
646574 | A-306-2BHK Internal Flat Wiring | No. | 1.0000 | 1.0000 | 12530 | PVC Copper Wire 1.5 Sqmm blue | Mtrs | 139.0000 | 8.8600 | 158.001.001.005.004.003.001.002.006.005. | 8.8600 | Material | 0 | 0.0000
646574 | A-306-2BHK Internal Flat Wiring | No. | 1.0000 | 1.0000 | 12469 | PVC Copper Wire 1.5 Sqmm green | Mtrs | 78.9800 | 8.8700 | 158.001.001.005.004.003.001.002.006.005. | 0.0000 | Material | 0 | 0.0000
646574 | A-306-2BHK Internal Flat Wiring | No. | 1.0000 | 1.0000 | 26439 | PVC Copper Wire 1.5 Sqmm Grey | Mtrs | 85.0000 | 100.0000 | 158.001.001.005.004.003.001.002.006.005. | 100.0000 | Material | 0 | 0.0000
646574 | A-306-2BHK Internal Flat Wiring | No. | 1.0000 | 1.0000 | 12466 | PVC Copper Wire 1.5 Sqmm red | Mtrs | 46.0000 | 8.8700 | 158.001.001.005.004.003.001.002.006.005. | 8.8700 | Material | 0 | 0.0000
646574 | A-306-2BHK Internal Flat Wiring | No. | 1.0000 | 1.0000 | 12529 | PVC Copper Wire 1.5 Sqmm yellow | Mtrs | 168.0000 | 10.0000 | 158.001.001.005.004.003.001.002.006.005. | 10.0000 | Material | 0 | 0.0000
646574 | A-306-2BHK Internal Flat Wiring | No. | 1.0000 | 1.0000 | 12471 | PVC Copper Wire 2.5 Sqmm black | Mtrs | 94.0000 | 14.2800 | 158.001.001.005.004.003.001.002.006.005. | 14.2800 | Material | 0 | 0.0000
646574 | A-306-2BHK Internal Flat Wiring | No. | 1.0000 | 1.0000 | 12527 | PVC Copper Wire 2.5 Sqmm blue | Mtrs | 25.0000 | 14.2800 | 158.001.001.005.004.003.001.002.006.005. | 0.0000 | Material | 0 | 0.0000
646574 | A-306-2BHK Internal Flat Wiring | No. | 1.0000 | 1.0000 | 12472 | PVC Copper Wire 2.5 Sqmm green | Mtrs | 104.0000 | 14.2800 | 158.001.001.005.004.003.001.002.006.005. | 0.0000 | Material | 0 | 0.0000
646574 | A-306-2BHK Internal Flat Wiring | No. | 1.0000 | 1.0000 | 12470 | PVC Copper Wire 2.5 Sqmm red | Mtrs | 75.2500 | 14.2800 | 158.001.001.005.004.003.001.002.006.005. | 0.0000 | Material | 0 | 0.0000
646574 | A-306-2BHK Internal Flat Wiring | No. | 1.0000 | 1.0000 | 12528 | PVC Copper Wire 2.5 Sqmm yellow | Mtrs | 35.0000 | 14.2800 | 158.001.001.005.004.003.001.002.006.005. | 14.2800 | Material | 0 | 0.0000
646574 | A-306-2BHK Internal Flat Wiring | No. | 1.0000 | 1.0000 | 12475 | PVC Copper Wire 4 Sqmm black | Mtrs | 109.0000 | 21.1200 | 158.001.001.005.004.003.001.002.006.005. | 0.0000 | Material | 0 | 0.0000
646574 | A-306-2BHK Internal Flat Wiring | No. | 1.0000 | 1.0000 | 13068 | PVC Copper Wire 4 Sqmm blue | Mtrs | 28.0000 | 10.0000 | 158.001.001.005.004.003.001.002.006.005. | 0.0000 | Material | 0 | 0.0000
646574 | A-306-2BHK Internal Flat Wiring | No. | 1.0000 | 1.0000 | 12474 | PVC Copper Wire 4 Sqmm red | Mtrs | 28.0000 | 21.1200 | 158.001.001.005.004.003.001.002.006.005. | 0.0000 | Material | 0 | 0.0000
646574 | A-306-2BHK Internal Flat Wiring | No. | 1.0000 | 1.0000 | 13067 | PVC Copper Wire 4 Sqmm yellow | Mtrs | 59.0000 | 10.0000 | 158.001.001.005.004.003.001.002.006.005. | 0.0000 | Material | 0 | 0.0000
646574 | A-306-2BHK Internal Flat Wiring | No. | 1.0000 | 1.0000 | 1010 | RG-6 Co-Axial Cable | Mtrs | 17.0000 | 14.3900 | 158.001.001.005.004.003.001.002.006.005. | 0.0000 | Material | 0 | 0.0000
538985 | A-307-2BHK Internal Electrical Material | No. | 1.0000 | 1.0000 | 26454 | 12 Module GI Concealed Box | No. | 2.0000 | 255.0000 | 158.001.001.005.004.003.001.002.007.001. | 255.0000 | Material | 0 | 0.0000
538985 | A-307-2BHK Internal Electrical Material | No. | 1.0000 | 1.0000 | 5245 | 12M Plate (575770) | No. | 5.0000 | 225.8600 | 158.001.001.005.004.003.001.002.007.001. | 0.0000 | Material | 0 | 0.0000
538985 | A-307-2BHK Internal Electrical Material | No. | 1.0000 | 1.0000 | 5807 | 1M Plate (575700) | No. | 6.0000 | 58.5900 | 158.001.001.005.004.003.001.002.007.001. | 0.0000 | Material | 0 | 0.0000
538985 | A-307-2BHK Internal Electrical Material | No. | 1.0000 | 1.0000 | 26448 | 2 Module GI Concealed Box | No. | 13.0000 | 75.0000 | 158.001.001.005.004.003.001.002.007.001. | 75.0000 | Material | 0 | 0.0000
538985 | A-307-2BHK Internal Electrical Material | No. | 1.0000 | 1.0000 | 5250 | 2M Plate (575710) | No. | 9.0000 | 60.4800 | 158.001.001.005.004.003.001.002.007.001. | 0.0000 | Material | 0 | 0.0000
538985 | A-307-2BHK Internal Electrical Material | No. | 1.0000 | 1.0000 | 26449 | 3 Module GI Concealed Box | No. | 16.0000 | 105.0000 | 158.001.001.005.004.003.001.002.007.001. | 105.0000 | Material | 0 | 0.0000
538985 | A-307-2BHK Internal Electrical Material | No. | 1.0000 | 1.0000 | 5249 | 3M Plate (575720) | No. | 11.0000 | 68.9800 | 158.001.001.005.004.003.001.002.007.001. | 0.0000 | Material | 0 | 0.0000
538985 | A-307-2BHK Internal Electrical Material | No. | 1.0000 | 1.0000 | 26450 | 4 Module GI Concealed Box | No. | 1.0000 | 130.0000 | 158.001.001.005.004.003.001.002.007.001. | 130.0000 | Material | 0 | 0.0000
538985 | A-307-2BHK Internal Electrical Material | No. | 1.0000 | 1.0000 | 5248 | 4M Plate (575730) | No. | 1.0000 | 72.7600 | 158.001.001.005.004.003.001.002.007.001. | 0.0000 | Material | 0 | 0.0000
538985 | A-307-2BHK Internal Electrical Material | No. | 1.0000 | 1.0000 | 26451 | 6 Module GI Concealed Box | No. | 6.0000 | 160.0000 | 158.001.001.005.004.003.001.002.007.001. | 160.0000 | Material | 0 | 0.0000
538985 | A-307-2BHK Internal Electrical Material | No. | 1.0000 | 1.0000 | 5247 | 6M Plate (575740) | No. | 6.0000 | 131.3500 | 158.001.001.005.004.003.001.002.007.001. | 0.0000 | Material | 0 | 0.0000
538985 | A-307-2BHK Internal Electrical Material | No. | 1.0000 | 1.0000 | 26452 | 8 Module GI Concealed Box | No. | 4.0000 | 215.0000 | 158.001.001.005.004.003.001.002.007.001. | 215.0000 | Material | 0 | 0.0000
538985 | A-307-2BHK Internal Electrical Material | No. | 1.0000 | 1.0000 | 5246 | 8M Hzl Plate (575750) | No. | 4.0000 | 144.5800 | 158.001.001.005.004.003.001.002.007.001. | 0.0000 | Material | 0 | 0.0000
571924 | A-307-2BHK Internal Flat DB Work | No. | 1.0000 | 1.0000 | 28289 | 10A Single Pole MCB (IH31P0C010) | No. | 4.0000 | 100.0000 | 158.001.001.005.004.003.001.002.007.002. | 100.0000 | Material | 0 | 0.0000
571924 | A-307-2BHK Internal Flat DB Work | No. | 1.0000 | 1.0000 | 28297 | 20A Single Pole MCB (IH31P0C020) | No. | 8.0000 | 300.0000 | 158.001.001.005.004.003.001.002.007.002. | 300.0000 | Material | 0 | 0.0000
571924 | A-307-2BHK Internal Flat DB Work | No. | 1.0000 | 1.0000 | 28776 | 4 Way TPN DB with tel. compartment IHETPNYV004 | No. | 1.0000 | 118.0000 | 158.001.001.005.004.003.001.002.007.002. | 100.0000 | Material | 45 | 18.0000 | C+S GST 18% I/P RD
571924 | A-307-2BHK Internal Flat DB Work | No. | 1.0000 | 1.0000 | 28545 | 40 AMP RCCB 4 Pole 30ma IH3R440030 | No. | 1.0000 | 118.0000 | 158.001.001.005.004.003.001.002.007.002. | 100.0000 | Material | 45 | 18.0000 | C+S GST 18% I/P RD
575007 | A-307-2BHK Wall Conduting Material | No. | 1.0000 | 1.0000 | 8482 | Flexible Pipe 3/4" | Mtrs | 3.0000 | 5.2500 | 158.001.001.005.004.003.001.002.007.003. | 0.0000 | Material | 0 | 0.0000
575007 | A-307-2BHK Wall Conduting Material | No. | 1.0000 | 1.0000 | 501 | Nails 3" | Kgs | 0.5000 | 63.0000 | 158.001.001.005.004.003.001.002.007.003. | 0.0000 | Material | 0 | 0.0000
575007 | A-307-2BHK Wall Conduting Material | No. | 1.0000 | 1.0000 | 3246 | PVC 1 way Junction Box 1" | No. | 4.0000 | 18.2000 | 158.001.001.005.004.003.001.002.007.003. | 0.0000 | Material | 0 | 0.0000
575007 | A-307-2BHK Wall Conduting Material | No. | 1.0000 | 1.0000 | 838 | PVC Conduit Bend 1" | No. | 13.0000 | 6.3500 | 158.001.001.005.004.003.001.002.007.003. | 6.3500 | Material | 0 | 0.0000
575007 | A-307-2BHK Wall Conduting Material | No. | 1.0000 | 1.0000 | 837 | PVC Conduit Pipe 1" mtrs | Mtrs | 90.0000 | 18.6000 | 158.001.001.005.004.003.001.002.007.003. | 18.6000 | Material | 0 | 0.0000
606773 | A-307-2BHK Int. Flat Switch Socket Material | No. | 1.0000 | 1.0000 | 5238 | 16A 1way switch w indi.(572063 | No. | 8.0000 | 127.5800 | 158.001.001.005.004.003.001.002.007.004. | 0.0000 | Material | 0 | 0.0000
606773 | A-307-2BHK Int. Flat Switch Socket Material | No. | 1.0000 | 1.0000 | 8655 | 16A socket (573471) | No. | 10.0000 | 254.0000 | 158.001.001.005.004.003.001.002.007.004. | 254.0000 | Material | 0 | 0.0000
606773 | A-307-2BHK Int. Flat Switch Socket Material | No. | 1.0000 | 1.0000 | 793 | 6 A Bell Push (573413) | No. | 1.0000 | 22.0500 | 158.001.001.005.004.003.001.002.007.004. | 0.0000 | Material | 0 | 0.0000
606773 | A-307-2BHK Int. Flat Switch Socket Material | No. | 1.0000 | 1.0000 | 7294 | 6A 2 Way Switch (573402) | No. | 4.0000 | 130.0000 | 158.001.001.005.004.003.001.002.007.004. | 0.0000 | Material | 0 | 0.0000
606773 | A-307-2BHK Int. Flat Switch Socket Material | No. | 1.0000 | 1.0000 | 28162 | 6A 3Pin Socket (573424) | No. | 25.0000 | 290.0000 | 158.001.001.005.004.003.001.002.007.004. | 290.0000 | Material | 0 | 0.0000
606773 | A-307-2BHK Int. Flat Switch Socket Material | No. | 1.0000 | 1.0000 | 5240 | 6A One way Switch (573400) | No. | 51.0000 | 72.7600 | 158.001.001.005.004.003.001.002.007.004. | 0.0000 | Material | 0 | 0.0000
606773 | A-307-2BHK Int. Flat Switch Socket Material | No. | 1.0000 | 1.0000 | 2556 | Angle Holder | No. | 5.0000 | 28.0000 | 158.001.001.005.004.003.001.002.007.004. | 0.0000 | Material | 0 | 0.0000
606773 | A-307-2BHK Int. Flat Switch Socket Material | No. | 1.0000 | 1.0000 | 5244 | Blank Plate 1m (573449) | No. | 9.0000 | 19.8400 | 158.001.001.005.004.003.001.002.007.004. | 0.0000 | Material | 0 | 0.0000
606773 | A-307-2BHK Int. Flat Switch Socket Material | No. | 1.0000 | 1.0000 | 1714 | Connector | No. | 4.0000 | 9.0000 | 158.001.001.005.004.003.001.002.007.004. | 0.0000 | Material | 0 | 0.0000
606773 | A-307-2BHK Int. Flat Switch Socket Material | No. | 1.0000 | 1.0000 | 6758 | Fan Step Reg (573469) | No. | 6.0000 | 432.3400 | 158.001.001.005.004.003.001.002.007.004. | 0.0000 | Material | 0 | 0.0000
606773 | A-307-2BHK Int. Flat Switch Socket Material | No. | 1.0000 | 1.0000 | 3287 | Round Plate 4" - No. | No. | 38.0000 | 9.0000 | 158.001.001.005.004.003.001.002.007.004. | 0.0000 | Material | 0 | 0.0000
606773 | A-307-2BHK Int. Flat Switch Socket Material | No. | 1.0000 | 1.0000 | 9555 | Round Plate 6" | No. | 6.0000 | 6.0000 | 158.001.001.005.004.003.001.002.007.004. | 0.0000 | Material | 0 | 0.0000
606773 | A-307-2BHK Int. Flat Switch Socket Material | No. | 1.0000 | 1.0000 | 6757 | T.V. Socket (573425) | No. | 3.0000 | 83.1600 | 158.001.001.005.004.003.001.002.007.004. | 0.0000 | Material | 0 | 0.0000
606773 | A-307-2BHK Int. Flat Switch Socket Material | No. | 1.0000 | 1.0000 | 5242 | Tel. Socket 1mod (573426) | No. | 1.0000 | 79.3800 | 158.001.001.005.004.003.001.002.007.004. | 0.0000 | Material | 0 | 0.0000
646575 | A-307-2BHK Internal Flat Wiring | No. | 1.0000 | 1.0000 | 12468 | PVC Copper Wire 1.5 Sqmm black | Mtrs | 108.0000 | 8.8600 | 158.001.001.005.004.003.001.002.007.005. | 8.8600 | Material | 0 | 0.0000
646575 | A-307-2BHK Internal Flat Wiring | No. | 1.0000 | 1.0000 | 12530 | PVC Copper Wire 1.5 Sqmm blue | Mtrs | 139.0000 | 8.8600 | 158.001.001.005.004.003.001.002.007.005. | 8.8600 | Material | 0 | 0.0000
646575 | A-307-2BHK Internal Flat Wiring | No. | 1.0000 | 1.0000 | 12469 | PVC Copper Wire 1.5 Sqmm green | Mtrs | 78.9800 | 8.8700 | 158.001.001.005.004.003.001.002.007.005. | 0.0000 | Material | 0 | 0.0000
646575 | A-307-2BHK Internal Flat Wiring | No. | 1.0000 | 1.0000 | 26439 | PVC Copper Wire 1.5 Sqmm Grey | Mtrs | 85.0000 | 100.0000 | 158.001.001.005.004.003.001.002.007.005. | 100.0000 | Material | 0 | 0.0000
646575 | A-307-2BHK Internal Flat Wiring | No. | 1.0000 | 1.0000 | 12466 | PVC Copper Wire 1.5 Sqmm red | Mtrs | 46.0000 | 8.8700 | 158.001.001.005.004.003.001.002.007.005. | 8.8700 | Material | 0 | 0.0000
646575 | A-307-2BHK Internal Flat Wiring | No. | 1.0000 | 1.0000 | 12529 | PVC Copper Wire 1.5 Sqmm yellow | Mtrs | 168.0000 | 10.0000 | 158.001.001.005.004.003.001.002.007.005. | 10.0000 | Material | 0 | 0.0000
646575 | A-307-2BHK Internal Flat Wiring | No. | 1.0000 | 1.0000 | 12471 | PVC Copper Wire 2.5 Sqmm black | Mtrs | 94.0000 | 14.2800 | 158.001.001.005.004.003.001.002.007.005. | 14.2800 | Material | 0 | 0.0000
646575 | A-307-2BHK Internal Flat Wiring | No. | 1.0000 | 1.0000 | 12527 | PVC Copper Wire 2.5 Sqmm blue | Mtrs | 25.0000 | 14.2800 | 158.001.001.005.004.003.001.002.007.005. | 0.0000 | Material | 0 | 0.0000
646575 | A-307-2BHK Internal Flat Wiring | No. | 1.0000 | 1.0000 | 12472 | PVC Copper Wire 2.5 Sqmm green | Mtrs | 104.0000 | 14.2800 | 158.001.001.005.004.003.001.002.007.005. | 0.0000 | Material | 0 | 0.0000
646575 | A-307-2BHK Internal Flat Wiring | No. | 1.0000 | 1.0000 | 12470 | PVC Copper Wire 2.5 Sqmm red | Mtrs | 75.2500 | 14.2800 | 158.001.001.005.004.003.001.002.007.005. | 0.0000 | Material | 0 | 0.0000
646575 | A-307-2BHK Internal Flat Wiring | No. | 1.0000 | 1.0000 | 12528 | PVC Copper Wire 2.5 Sqmm yellow | Mtrs | 35.0000 | 14.2800 | 158.001.001.005.004.003.001.002.007.005. | 14.2800 | Material | 0 | 0.0000
646575 | A-307-2BHK Internal Flat Wiring | No. | 1.0000 | 1.0000 | 12475 | PVC Copper Wire 4 Sqmm black | Mtrs | 109.0000 | 21.1200 | 158.001.001.005.004.003.001.002.007.005. | 0.0000 | Material | 0 | 0.0000
646575 | A-307-2BHK Internal Flat Wiring | No. | 1.0000 | 1.0000 | 13068 | PVC Copper Wire 4 Sqmm blue | Mtrs | 28.0000 | 10.0000 | 158.001.001.005.004.003.001.002.007.005. | 0.0000 | Material | 0 | 0.0000
646575 | A-307-2BHK Internal Flat Wiring | No. | 1.0000 | 1.0000 | 12474 | PVC Copper Wire 4 Sqmm red | Mtrs | 28.0000 | 21.1200 | 158.001.001.005.004.003.001.002.007.005. | 0.0000 | Material | 0 | 0.0000
646575 | A-307-2BHK Internal Flat Wiring | No. | 1.0000 | 1.0000 | 13067 | PVC Copper Wire 4 Sqmm yellow | Mtrs | 59.0000 | 10.0000 | 158.001.001.005.004.003.001.002.007.005. | 0.0000 | Material | 0 | 0.0000
646575 | A-307-2BHK Internal Flat Wiring | No. | 1.0000 | 1.0000 | 1010 | RG-6 Co-Axial Cable | Mtrs | 17.0000 | 14.3900 | 158.001.001.005.004.003.001.002.007.005. | 0.0000 | Material | 0 | 0.0000
538986 | A-308-3BHK Internal Electrical Material | No. | 1.0000 | 1.0000 | 26454 | 12 Module GI Concealed Box | No. | 2.0000 | 255.0000 | 158.001.001.005.004.003.001.002.008.001. | 255.0000 | Material | 0 | 0.0000
538986 | A-308-3BHK Internal Electrical Material | No. | 1.0000 | 1.0000 | 5245 | 12M Plate (575770) | No. | 5.0000 | 225.8600 | 158.001.001.005.004.003.001.002.008.001. | 0.0000 | Material | 0 | 0.0000
538986 | A-308-3BHK Internal Electrical Material | No. | 1.0000 | 1.0000 | 5807 | 1M Plate (575700) | No. | 6.0000 | 58.5900 | 158.001.001.005.004.003.001.002.008.001. | 0.0000 | Material | 0 | 0.0000
538986 | A-308-3BHK Internal Electrical Material | No. | 1.0000 | 1.0000 | 26448 | 2 Module GI Concealed Box | No. | 18.0000 | 75.0000 | 158.001.001.005.004.003.001.002.008.001. | 75.0000 | Material | 0 | 0.0000
538986 | A-308-3BHK Internal Electrical Material | No. | 1.0000 | 1.0000 | 5250 | 2M Plate (575710) | No. | 13.0000 | 60.4800 | 158.001.001.005.004.003.001.002.008.001. | 0.0000 | Material | 0 | 0.0000
538986 | A-308-3BHK Internal Electrical Material | No. | 1.0000 | 1.0000 | 26449 | 3 Module GI Concealed Box | No. | 20.0000 | 105.0000 | 158.001.001.005.004.003.001.002.008.001. | 105.0000 | Material | 0 | 0.0000
538986 | A-308-3BHK Internal Electrical Material | No. | 1.0000 | 1.0000 | 5249 | 3M Plate (575720) | No. | 10.0000 | 68.9800 | 158.001.001.005.004.003.001.002.008.001. | 0.0000 | Material | 0 | 0.0000
538986 | A-308-3BHK Internal Electrical Material | No. | 1.0000 | 1.0000 | 26450 | 4 Module GI Concealed Box | No. | 4.0000 | 130.0000 | 158.001.001.005.004.003.001.002.008.001. | 130.0000 | Material | 0 | 0.0000
538986 | A-308-3BHK Internal Electrical Material | No. | 1.0000 | 1.0000 | 5248 | 4M Plate (575730) | No. | 4.0000 | 72.7600 | 158.001.001.005.004.003.001.002.008.001. | 0.0000 | Material | 0 | 0.0000
538986 | A-308-3BHK Internal Electrical Material | No. | 1.0000 | 1.0000 | 26451 | 6 Module GI Concealed Box | No. | 8.0000 | 160.0000 | 158.001.001.005.004.003.001.002.008.001. | 160.0000 | Material | 0 | 0.0000
538986 | A-308-3BHK Internal Electrical Material | No. | 1.0000 | 1.0000 | 5247 | 6M Plate (575740) | No. | 8.0000 | 131.3500 | 158.001.001.005.004.003.001.002.008.001. | 0.0000 | Material | 0 | 0.0000
538986 | A-308-3BHK Internal Electrical Material | No. | 1.0000 | 1.0000 | 26452 | 8 Module GI Concealed Box | No. | 5.0000 | 215.0000 | 158.001.001.005.004.003.001.002.008.001. | 215.0000 | Material | 0 | 0.0000
538986 | A-308-3BHK Internal Electrical Material | No. | 1.0000 | 1.0000 | 5246 | 8M Hzl Plate (575750) | No. | 5.0000 | 144.5800 | 158.001.001.005.004.003.001.002.008.001. | 0.0000 | Material | 0 | 0.0000
556938 | A-308-3BHK Wall Conduting Material | No. | 1.0000 | 1.0000 | 8482 | Flexible Pipe 3/4" | Mtrs | 3.0000 | 5.2500 | 158.001.001.005.004.003.001.002.008.002. | 0.0000 | Material | 0 | 0.0000
556938 | A-308-3BHK Wall Conduting Material | No. | 1.0000 | 1.0000 | 501 | Nails 3" | Kgs | 0.5000 | 63.0000 | 158.001.001.005.004.003.001.002.008.002. | 0.0000 | Material | 0 | 0.0000
556938 | A-308-3BHK Wall Conduting Material | No. | 1.0000 | 1.0000 | 3246 | PVC 1 way Junction Box 1" | No. | 6.0000 | 18.2000 | 158.001.001.005.004.003.001.002.008.002. | 0.0000 | Material | 0 | 0.0000
556938 | A-308-3BHK Wall Conduting Material | No. | 1.0000 | 1.0000 | 838 | PVC Conduit Bend 1" | No. | 15.0000 | 6.3500 | 158.001.001.005.004.003.001.002.008.002. | 6.3500 | Material | 0 | 0.0000
556938 | A-308-3BHK Wall Conduting Material | No. | 1.0000 | 1.0000 | 837 | PVC Conduit Pipe 1" mtrs | Mtrs | 105.0000 | 18.6000 | 158.001.001.005.004.003.001.002.008.002. | 18.6000 | Material | 0 | 0.0000
571925 | A-308-3BHK Internal Flat DB Work | No. | 1.0000 | 1.0000 | 28289 | 10A Single Pole MCB (IH31P0C010) | No. | 3.0000 | 100.0000 | 158.001.001.005.004.003.001.002.008.003. | 100.0000 | Material | 0 | 0.0000
571925 | A-308-3BHK Internal Flat DB Work | No. | 1.0000 | 1.0000 | 28297 | 20A Single Pole MCB (IH31P0C020) | No. | 9.0000 | 300.0000 | 158.001.001.005.004.003.001.002.008.003. | 300.0000 | Material | 0 | 0.0000
571925 | A-308-3BHK Internal Flat DB Work | No. | 1.0000 | 1.0000 | 28545 | 40 AMP RCCB 4 Pole 30ma IH3R440030 | No. | 1.0000 | 118.0000 | 158.001.001.005.004.003.001.002.008.003. | 100.0000 | Material | 45 | 18.0000 | C+S GST 18% I/P RD
571925 | A-308-3BHK Internal Flat DB Work | No. | 1.0000 | 1.0000 | 28777 | 6 Way TPN DB with tel. compartment IHETPNTV006 | No. | 1.0000 | 118.0000 | 158.001.001.005.004.003.001.002.008.003. | 100.0000 | Material | 45 | 18.0000 | C+S GST 18% I/P RD
606774 | A-308-3BHK Int. Flat Switch Socket Material | No. | 1.0000 | 1.0000 | 5238 | 16A 1way switch w indi.(572063 | No. | 12.0000 | 127.5800 | 158.001.001.005.004.003.001.002.008.004. | 0.0000 | Material | 0 | 0.0000
606774 | A-308-3BHK Int. Flat Switch Socket Material | No. | 1.0000 | 1.0000 | 8655 | 16A socket (573471) | No. | 12.0000 | 254.0000 | 158.001.001.005.004.003.001.002.008.004. | 254.0000 | Material | 0 | 0.0000
606774 | A-308-3BHK Int. Flat Switch Socket Material | No. | 1.0000 | 1.0000 | 793 | 6 A Bell Push (573413) | No. | 1.0000 | 22.0500 | 158.001.001.005.004.003.001.002.008.004. | 0.0000 | Material | 0 | 0.0000
606774 | A-308-3BHK Int. Flat Switch Socket Material | No. | 1.0000 | 1.0000 | 7294 | 6A 2 Way Switch (573402) | No. | 6.0000 | 130.0000 | 158.001.001.005.004.003.001.002.008.004. | 0.0000 | Material | 0 | 0.0000
606774 | A-308-3BHK Int. Flat Switch Socket Material | No. | 1.0000 | 1.0000 | 28162 | 6A 3Pin Socket (573424) | No. | 30.0000 | 290.0000 | 158.001.001.005.004.003.001.002.008.004. | 290.0000 | Material | 0 | 0.0000
606774 | A-308-3BHK Int. Flat Switch Socket Material | No. | 1.0000 | 1.0000 | 5240 | 6A One way Switch (573400) | No. | 61.0000 | 72.7600 | 158.001.001.005.004.003.001.002.008.004. | 0.0000 | Material | 0 | 0.0000
606774 | A-308-3BHK Int. Flat Switch Socket Material | No. | 1.0000 | 1.0000 | 2556 | Angle Holder | No. | 6.0000 | 28.0000 | 158.001.001.005.004.003.001.002.008.004. | 0.0000 | Material | 0 | 0.0000
606774 | A-308-3BHK Int. Flat Switch Socket Material | No. | 1.0000 | 1.0000 | 5244 | Blank Plate 1m (573449) | No. | 9.0000 | 19.8400 | 158.001.001.005.004.003.001.002.008.004. | 0.0000 | Material | 0 | 0.0000
606774 | A-308-3BHK Int. Flat Switch Socket Material | No. | 1.0000 | 1.0000 | 1714 | Connector | No. | 5.0000 | 9.0000 | 158.001.001.005.004.003.001.002.008.004. | 0.0000 | Material | 0 | 0.0000
606774 | A-308-3BHK Int. Flat Switch Socket Material | No. | 1.0000 | 1.0000 | 6758 | Fan Step Reg (573469) | No. | 7.0000 | 432.3400 | 158.001.001.005.004.003.001.002.008.004. | 0.0000 | Material | 0 | 0.0000
606774 | A-308-3BHK Int. Flat Switch Socket Material | No. | 1.0000 | 1.0000 | 3287 | Round Plate 4" - No. | No. | 44.0000 | 9.0000 | 158.001.001.005.004.003.001.002.008.004. | 0.0000 | Material | 0 | 0.0000
606774 | A-308-3BHK Int. Flat Switch Socket Material | No. | 1.0000 | 1.0000 | 9555 | Round Plate 6" | No. | 7.0000 | 6.0000 | 158.001.001.005.004.003.001.002.008.004. | 0.0000 | Material | 0 | 0.0000
606774 | A-308-3BHK Int. Flat Switch Socket Material | No. | 1.0000 | 1.0000 | 6757 | T.V. Socket (573425) | No. | 4.0000 | 83.1600 | 158.001.001.005.004.003.001.002.008.004. | 0.0000 | Material | 0 | 0.0000
606774 | A-308-3BHK Int. Flat Switch Socket Material | No. | 1.0000 | 1.0000 | 5242 | Tel. Socket 1mod (573426) | No. | 1.0000 | 79.3800 | 158.001.001.005.004.003.001.002.008.004. | 0.0000 | Material | 0 | 0.0000
646571 | A-308-3BHK Internal Flat Wiring | No. | 1.0000 | 1.0000 | 12468 | PVC Copper Wire 1.5 Sqmm black | Mtrs | 108.0000 | 8.8600 | 158.001.001.005.004.003.001.002.008.005. | 8.8600 | Material | 0 | 0.0000
646571 | A-308-3BHK Internal Flat Wiring | No. | 1.0000 | 1.0000 | 12530 | PVC Copper Wire 1.5 Sqmm blue | Mtrs | 139.0000 | 8.8600 | 158.001.001.005.004.003.001.002.008.005. | 8.8600 | Material | 0 | 0.0000
646571 | A-308-3BHK Internal Flat Wiring | No. | 1.0000 | 1.0000 | 12469 | PVC Copper Wire 1.5 Sqmm green | Mtrs | 78.9800 | 8.8700 | 158.001.001.005.004.003.001.002.008.005. | 0.0000 | Material | 0 | 0.0000
646571 | A-308-3BHK Internal Flat Wiring | No. | 1.0000 | 1.0000 | 26439 | PVC Copper Wire 1.5 Sqmm Grey | Mtrs | 85.0000 | 100.0000 | 158.001.001.005.004.003.001.002.008.005. | 100.0000 | Material | 0 | 0.0000
646571 | A-308-3BHK Internal Flat Wiring | No. | 1.0000 | 1.0000 | 12466 | PVC Copper Wire 1.5 Sqmm red | Mtrs | 46.0000 | 8.8700 | 158.001.001.005.004.003.001.002.008.005. | 8.8700 | Material | 0 | 0.0000
646571 | A-308-3BHK Internal Flat Wiring | No. | 1.0000 | 1.0000 | 12529 | PVC Copper Wire 1.5 Sqmm yellow | Mtrs | 168.0000 | 10.0000 | 158.001.001.005.004.003.001.002.008.005. | 10.0000 | Material | 0 | 0.0000
646571 | A-308-3BHK Internal Flat Wiring | No. | 1.0000 | 1.0000 | 12471 | PVC Copper Wire 2.5 Sqmm black | Mtrs | 94.0000 | 14.2800 | 158.001.001.005.004.003.001.002.008.005. | 14.2800 | Material | 0 | 0.0000
646571 | A-308-3BHK Internal Flat Wiring | No. | 1.0000 | 1.0000 | 12527 | PVC Copper Wire 2.5 Sqmm blue | Mtrs | 25.0000 | 14.2800 | 158.001.001.005.004.003.001.002.008.005. | 0.0000 | Material | 0 | 0.0000
646571 | A-308-3BHK Internal Flat Wiring | No. | 1.0000 | 1.0000 | 12472 | PVC Copper Wire 2.5 Sqmm green | Mtrs | 104.0000 | 14.2800 | 158.001.001.005.004.003.001.002.008.005. | 0.0000 | Material | 0 | 0.0000
646571 | A-308-3BHK Internal Flat Wiring | No. | 1.0000 | 1.0000 | 12470 | PVC Copper Wire 2.5 Sqmm red | Mtrs | 75.2500 | 14.2800 | 158.001.001.005.004.003.001.002.008.005. | 0.0000 | Material | 0 | 0.0000
646571 | A-308-3BHK Internal Flat Wiring | No. | 1.0000 | 1.0000 | 12528 | PVC Copper Wire 2.5 Sqmm yellow | Mtrs | 35.0000 | 14.2800 | 158.001.001.005.004.003.001.002.008.005. | 14.2800 | Material | 0 | 0.0000
646571 | A-308-3BHK Internal Flat Wiring | No. | 1.0000 | 1.0000 | 12475 | PVC Copper Wire 4 Sqmm black | Mtrs | 109.0000 | 21.1200 | 158.001.001.005.004.003.001.002.008.005. | 0.0000 | Material | 0 | 0.0000
646571 | A-308-3BHK Internal Flat Wiring | No. | 1.0000 | 1.0000 | 13068 | PVC Copper Wire 4 Sqmm blue | Mtrs | 28.0000 | 10.0000 | 158.001.001.005.004.003.001.002.008.005. | 0.0000 | Material | 0 | 0.0000
646571 | A-308-3BHK Internal Flat Wiring | No. | 1.0000 | 1.0000 | 12474 | PVC Copper Wire 4 Sqmm red | Mtrs | 28.0000 | 21.1200 | 158.001.001.005.004.003.001.002.008.005. | 0.0000 | Material | 0 | 0.0000
646571 | A-308-3BHK Internal Flat Wiring | No. | 1.0000 | 1.0000 | 13067 | PVC Copper Wire 4 Sqmm yellow | Mtrs | 59.0000 | 10.0000 | 158.001.001.005.004.003.001.002.008.005. | 0.0000 | Material | 0 | 0.0000
646571 | A-308-3BHK Internal Flat Wiring | No. | 1.0000 | 1.0000 | 1010 | RG-6 Co-Axial Cable | Mtrs | 17.0000 | 14.3900 | 158.001.001.005.004.003.001.002.008.005. | 0.0000 | Material | 0 | 0.0000
556908 | A-401-3BHK Internal Electrical work | No. | 1.0000 | 1.0000 | 26454 | 12 Module GI Concealed Box | No. | 2.0000 | 255.0000 | 158.001.001.005.004.003.001.003.001.001. | 255.0000 | Material | 0 | 0.0000
556908 | A-401-3BHK Internal Electrical work | No. | 1.0000 | 1.0000 | 5245 | 12M Plate (575770) | No. | 0.0000 | 225.8600 | 158.001.001.005.004.003.001.003.001.001. | 0.0000 | Material | 0 | 0.0000
556908 | A-401-3BHK Internal Electrical work | No. | 1.0000 | 1.0000 | 26448 | 2 Module GI Concealed Box | No. | 0.0000 | 75.0000 | 158.001.001.005.004.003.001.003.001.001. | 75.0000 | Material | 0 | 0.0000
556908 | A-401-3BHK Internal Electrical work | No. | 1.0000 | 1.0000 | 5250 | 2M Plate (575710) | No. | 13.0000 | 60.4800 | 158.001.001.005.004.003.001.003.001.001. | 0.0000 | Material | 0 | 0.0000
556908 | A-401-3BHK Internal Electrical work | No. | 1.0000 | 1.0000 | 26449 | 3 Module GI Concealed Box | No. | 0.0000 | 105.0000 | 158.001.001.005.004.003.001.003.001.001. | 105.0000 | Material | 0 | 0.0000
556908 | A-401-3BHK Internal Electrical work | No. | 1.0000 | 1.0000 | 5249 | 3M Plate (575720) | No. | 10.0000 | 68.9800 | 158.001.001.005.004.003.001.003.001.001. | 0.0000 | Material | 0 | 0.0000
556908 | A-401-3BHK Internal Electrical work | No. | 1.0000 | 1.0000 | 26450 | 4 Module GI Concealed Box | No. | 4.0000 | 130.0000 | 158.001.001.005.004.003.001.003.001.001. | 130.0000 | Material | 0 | 0.0000
556908 | A-401-3BHK Internal Electrical work | No. | 1.0000 | 1.0000 | 5248 | 4M Plate (575730) | No. | 4.0000 | 72.7600 | 158.001.001.005.004.003.001.003.001.001. | 0.0000 | Material | 0 | 0.0000
556908 | A-401-3BHK Internal Electrical work | No. | 1.0000 | 1.0000 | 26451 | 6 Module GI Concealed Box | No. | 8.0000 | 160.0000 | 158.001.001.005.004.003.001.003.001.001. | 160.0000 | Material | 0 | 0.0000
556908 | A-401-3BHK Internal Electrical work | No. | 1.0000 | 1.0000 | 5247 | 6M Plate (575740) | No. | 8.0000 | 131.3500 | 158.001.001.005.004.003.001.003.001.001. | 0.0000 | Material | 0 | 0.0000
556908 | A-401-3BHK Internal Electrical work | No. | 1.0000 | 1.0000 | 26452 | 8 Module GI Concealed Box | No. | 5.0000 | 215.0000 | 158.001.001.005.004.003.001.003.001.001. | 215.0000 | Material | 0 | 0.0000
556908 | A-401-3BHK Internal Electrical work | No. | 1.0000 | 1.0000 | 5246 | 8M Hzl Plate (575750) | No. | 5.0000 | 144.5800 | 158.001.001.005.004.003.001.003.001.001. | 0.0000 | Material | 0 | 0.0000
556940 | A-401-3BHK Wall Conduting Material | No. | 1.0000 | 1.0000 | 8482 | Flexible Pipe 3/4" | Mtrs | 3.0000 | 5.2500 | 158.001.001.005.004.003.001.003.001.002. | 0.0000 | Material | 0 | 0.0000
556940 | A-401-3BHK Wall Conduting Material | No. | 1.0000 | 1.0000 | 501 | Nails 3" | Kgs | 0.5000 | 63.0000 | 158.001.001.005.004.003.001.003.001.002. | 0.0000 | Material | 0 | 0.0000
556940 | A-401-3BHK Wall Conduting Material | No. | 1.0000 | 1.0000 | 3246 | PVC 1 way Junction Box 1" | No. | 6.0000 | 18.2000 | 158.001.001.005.004.003.001.003.001.002. | 0.0000 | Material | 0 | 0.0000
556940 | A-401-3BHK Wall Conduting Material | No. | 1.0000 | 1.0000 | 838 | PVC Conduit Bend 1" | No. | 15.0000 | 6.3500 | 158.001.001.005.004.003.001.003.001.002. | 6.3500 | Material | 0 | 0.0000
556940 | A-401-3BHK Wall Conduting Material | No. | 1.0000 | 1.0000 | 837 | PVC Conduit Pipe 1" mtrs | Mtrs | 105.0000 | 18.6000 | 158.001.001.005.004.003.001.003.001.002. | 18.6000 | Material | 0 | 0.0000
571926 | A-401-3BHK Internal Flat DB Work | No. | 1.0000 | 1.0000 | 28289 | 10A Single Pole MCB (IH31P0C010) | No. | 3.0000 | 100.0000 | 158.001.001.005.004.003.001.003.001.003. | 100.0000 | Material | 0 | 0.0000
571926 | A-401-3BHK Internal Flat DB Work | No. | 1.0000 | 1.0000 | 28297 | 20A Single Pole MCB (IH31P0C020) | No. | 9.0000 | 300.0000 | 158.001.001.005.004.003.001.003.001.003. | 300.0000 | Material | 0 | 0.0000
571926 | A-401-3BHK Internal Flat DB Work | No. | 1.0000 | 1.0000 | 28545 | 40 AMP RCCB 4 Pole 30ma IH3R440030 | No. | 1.0000 | 118.0000 | 158.001.001.005.004.003.001.003.001.003. | 100.0000 | Material | 45 | 18.0000 | C+S GST 18% I/P RD
571926 | A-401-3BHK Internal Flat DB Work | No. | 1.0000 | 1.0000 | 28777 | 6 Way TPN DB with tel. compartment IHETPNTV006 | No. | 1.0000 | 118.0000 | 158.001.001.005.004.003.001.003.001.003. | 100.0000 | Material | 45 | 18.0000 | C+S GST 18% I/P RD
606859 | A-401-3BHK Int. Flat Switch Socket Material | No. | 1.0000 | 1.0000 | 5238 | 16A 1way switch w indi.(572063 | No. | 12.0000 | 127.5800 | 158.001.001.005.004.003.001.003.001.004. | 0.0000 | Material | 0 | 0.0000
606859 | A-401-3BHK Int. Flat Switch Socket Material | No. | 1.0000 | 1.0000 | 8655 | 16A socket (573471) | No. | 12.0000 | 254.0000 | 158.001.001.005.004.003.001.003.001.004. | 254.0000 | Material | 0 | 0.0000
606859 | A-401-3BHK Int. Flat Switch Socket Material | No. | 1.0000 | 1.0000 | 793 | 6 A Bell Push (573413) | No. | 1.0000 | 22.0500 | 158.001.001.005.004.003.001.003.001.004. | 0.0000 | Material | 0 | 0.0000
606859 | A-401-3BHK Int. Flat Switch Socket Material | No. | 1.0000 | 1.0000 | 7294 | 6A 2 Way Switch (573402) | No. | 6.0000 | 130.0000 | 158.001.001.005.004.003.001.003.001.004. | 0.0000 | Material | 0 | 0.0000
606859 | A-401-3BHK Int. Flat Switch Socket Material | No. | 1.0000 | 1.0000 | 28162 | 6A 3Pin Socket (573424) | No. | 30.0000 | 290.0000 | 158.001.001.005.004.003.001.003.001.004. | 290.0000 | Material | 0 | 0.0000
606859 | A-401-3BHK Int. Flat Switch Socket Material | No. | 1.0000 | 1.0000 | 5240 | 6A One way Switch (573400) | No. | 61.0000 | 72.7600 | 158.001.001.005.004.003.001.003.001.004. | 0.0000 | Material | 0 | 0.0000
606859 | A-401-3BHK Int. Flat Switch Socket Material | No. | 1.0000 | 1.0000 | 2556 | Angle Holder | No. | 6.0000 | 28.0000 | 158.001.001.005.004.003.001.003.001.004. | 0.0000 | Material | 0 | 0.0000
606859 | A-401-3BHK Int. Flat Switch Socket Material | No. | 1.0000 | 1.0000 | 5244 | Blank Plate 1m (573449) | No. | 9.0000 | 19.8400 | 158.001.001.005.004.003.001.003.001.004. | 0.0000 | Material | 0 | 0.0000
606859 | A-401-3BHK Int. Flat Switch Socket Material | No. | 1.0000 | 1.0000 | 1714 | Connector | No. | 5.0000 | 9.0000 | 158.001.001.005.004.003.001.003.001.004. | 0.0000 | Material | 0 | 0.0000
606859 | A-401-3BHK Int. Flat Switch Socket Material | No. | 1.0000 | 1.0000 | 6758 | Fan Step Reg (573469) | No. | 7.0000 | 432.3400 | 158.001.001.005.004.003.001.003.001.004. | 0.0000 | Material | 0 | 0.0000
606859 | A-401-3BHK Int. Flat Switch Socket Material | No. | 1.0000 | 1.0000 | 3287 | Round Plate 4" - No. | No. | 44.0000 | 9.0000 | 158.001.001.005.004.003.001.003.001.004. | 0.0000 | Material | 0 | 0.0000
606859 | A-401-3BHK Int. Flat Switch Socket Material | No. | 1.0000 | 1.0000 | 9555 | Round Plate 6" | No. | 7.0000 | 6.0000 | 158.001.001.005.004.003.001.003.001.004. | 0.0000 | Material | 0 | 0.0000
606859 | A-401-3BHK Int. Flat Switch Socket Material | No. | 1.0000 | 1.0000 | 6757 | T.V. Socket (573425) | No. | 4.0000 | 83.1600 | 158.001.001.005.004.003.001.003.001.004. | 0.0000 | Material | 0 | 0.0000
606859 | A-401-3BHK Int. Flat Switch Socket Material | No. | 1.0000 | 1.0000 | 5242 | Tel. Socket 1mod (573426) | No. | 1.0000 | 79.3800 | 158.001.001.005.004.003.001.003.001.004. | 0.0000 | Material | 0 | 0.0000
664741 | A-401-3BHK Internal Flat Wiring | No. | 1.0000 | 1.0000 | 12469 | PVC Copper Wire 1.5 Sqmm green | Mtrs | 79.6000 | 8.8700 | 158.001.001.005.004.003.001.003.001.005. | 0.0000 | Material | 0 | 0.0000
664741 | A-401-3BHK Internal Flat Wiring | No. | 1.0000 | 1.0000 | 26439 | PVC Copper Wire 1.5 Sqmm Grey | Mtrs | 105.0000 | 100.0000 | 158.001.001.005.004.003.001.003.001.005. | 100.0000 | Material | 0 | 0.0000
664741 | A-401-3BHK Internal Flat Wiring | No. | 1.0000 | 1.0000 | 12527 | PVC Copper Wire 2.5 Sqmm blue | Mtrs | 75.0000 | 14.2800 | 158.001.001.005.004.003.001.003.001.005. | 0.0000 | Material | 0 | 0.0000
664741 | A-401-3BHK Internal Flat Wiring | No. | 1.0000 | 1.0000 | 12472 | PVC Copper Wire 2.5 Sqmm green | Mtrs | 72.0000 | 14.2800 | 158.001.001.005.004.003.001.003.001.005. | 0.0000 | Material | 0 | 0.0000
664741 | A-401-3BHK Internal Flat Wiring | No. | 1.0000 | 1.0000 | 12473 | PVC Copper Wire 2.5 Sqmm red | Mtrs | 155.0000 | 14.2800 | 158.001.001.005.004.003.001.003.001.005. | 14.2800 | Material | 0 | 0.0000
664741 | A-401-3BHK Internal Flat Wiring | No. | 1.0000 | 1.0000 | 12528 | PVC Copper Wire 2.5 Sqmm yellow | Mtrs | 25.0000 | 14.2800 | 158.001.001.005.004.003.001.003.001.005. | 14.2800 | Material | 0 | 0.0000
664741 | A-401-3BHK Internal Flat Wiring | No. | 1.0000 | 1.0000 | 13068 | PVC Copper Wire 4 Sqmm blue | Mtrs | 4.0000 | 10.0000 | 158.001.001.005.004.003.001.003.001.005. | 0.0000 | Material | 0 | 0.0000
664741 | A-401-3BHK Internal Flat Wiring | No. | 1.0000 | 1.0000 | 13067 | PVC Copper Wire 4 Sqmm yellow | Mtrs | 187.0000 | 10.0000 | 158.001.001.005.004.003.001.003.001.005. | 0.0000 | Material | 0 | 0.0000
556909 | A-402-2BHK Internal Electrical work | No. | 1.0000 | 1.0000 | 26454 | 12 Module GI Concealed Box | No. | 2.0000 | 255.0000 | 158.001.001.005.004.003.001.003.002.001. | 255.0000 | Material | 0 | 0.0000
556909 | A-402-2BHK Internal Electrical work | No. | 1.0000 | 1.0000 | 5245 | 12M Plate (575770) | No. | 0.0000 | 225.8600 | 158.001.001.005.004.003.001.003.002.001. | 0.0000 | Material | 0 | 0.0000
556909 | A-402-2BHK Internal Electrical work | No. | 1.0000 | 1.0000 | 26448 | 2 Module GI Concealed Box | No. | 0.0000 | 75.0000 | 158.001.001.005.004.003.001.003.002.001. | 75.0000 | Material | 0 | 0.0000
556909 | A-402-2BHK Internal Electrical work | No. | 1.0000 | 1.0000 | 5250 | 2M Plate (575710) | No. | 9.0000 | 60.4800 | 158.001.001.005.004.003.001.003.002.001. | 0.0000 | Material | 0 | 0.0000
556909 | A-402-2BHK Internal Electrical work | No. | 1.0000 | 1.0000 | 26449 | 3 Module GI Concealed Box | No. | 0.0000 | 105.0000 | 158.001.001.005.004.003.001.003.002.001. | 105.0000 | Material | 0 | 0.0000
556909 | A-402-2BHK Internal Electrical work | No. | 1.0000 | 1.0000 | 5249 | 3M Plate (575720) | No. | 11.0000 | 68.9800 | 158.001.001.005.004.003.001.003.002.001. | 0.0000 | Material | 0 | 0.0000
556909 | A-402-2BHK Internal Electrical work | No. | 1.0000 | 1.0000 | 26450 | 4 Module GI Concealed Box | No. | 1.0000 | 130.0000 | 158.001.001.005.004.003.001.003.002.001. | 130.0000 | Material | 0 | 0.0000
556909 | A-402-2BHK Internal Electrical work | No. | 1.0000 | 1.0000 | 5248 | 4M Plate (575730) | No. | 1.0000 | 72.7600 | 158.001.001.005.004.003.001.003.002.001. | 0.0000 | Material | 0 | 0.0000
556909 | A-402-2BHK Internal Electrical work | No. | 1.0000 | 1.0000 | 26451 | 6 Module GI Concealed Box | No. | 6.0000 | 160.0000 | 158.001.001.005.004.003.001.003.002.001. | 160.0000 | Material | 0 | 0.0000
556909 | A-402-2BHK Internal Electrical work | No. | 1.0000 | 1.0000 | 5247 | 6M Plate (575740) | No. | 6.0000 | 131.3500 | 158.001.001.005.004.003.001.003.002.001. | 0.0000 | Material | 0 | 0.0000
556909 | A-402-2BHK Internal Electrical work | No. | 1.0000 | 1.0000 | 26452 | 8 Module GI Concealed Box | No. | 4.0000 | 215.0000 | 158.001.001.005.004.003.001.003.002.001. | 215.0000 | Material | 0 | 0.0000
556909 | A-402-2BHK Internal Electrical work | No. | 1.0000 | 1.0000 | 5246 | 8M Hzl Plate (575750) | No. | 4.0000 | 144.5800 | 158.001.001.005.004.003.001.003.002.001. | 0.0000 | Material | 0 | 0.0000
556941 | A-402-2BHK Wall Conduting Material | No. | 1.0000 | 1.0000 | 8482 | Flexible Pipe 3/4" | Mtrs | 3.0000 | 5.2500 | 158.001.001.005.004.003.001.003.002.002. | 0.0000 | Material | 0 | 0.0000
556941 | A-402-2BHK Wall Conduting Material | No. | 1.0000 | 1.0000 | 501 | Nails 3" | Kgs | 0.5000 | 63.0000 | 158.001.001.005.004.003.001.003.002.002. | 0.0000 | Material | 0 | 0.0000
556941 | A-402-2BHK Wall Conduting Material | No. | 1.0000 | 1.0000 | 3246 | PVC 1 way Junction Box 1" | No. | 4.0000 | 18.2000 | 158.001.001.005.004.003.001.003.002.002. | 0.0000 | Material | 0 | 0.0000
556941 | A-402-2BHK Wall Conduting Material | No. | 1.0000 | 1.0000 | 838 | PVC Conduit Bend 1" | No. | 13.0000 | 6.3500 | 158.001.001.005.004.003.001.003.002.002. | 6.3500 | Material | 0 | 0.0000
556941 | A-402-2BHK Wall Conduting Material | No. | 1.0000 | 1.0000 | 837 | PVC Conduit Pipe 1" mtrs | Mtrs | 90.0000 | 18.6000 | 158.001.001.005.004.003.001.003.002.002. | 18.6000 | Material | 0 | 0.0000
571927 | A-402-2BHK Internal Flat DB Work | No. | 1.0000 | 1.0000 | 28289 | 10A Single Pole MCB (IH31P0C010) | No. | 4.0000 | 100.0000 | 158.001.001.005.004.003.001.003.002.003. | 100.0000 | Material | 0 | 0.0000
571927 | A-402-2BHK Internal Flat DB Work | No. | 1.0000 | 1.0000 | 28297 | 20A Single Pole MCB (IH31P0C020) | No. | 8.0000 | 300.0000 | 158.001.001.005.004.003.001.003.002.003. | 300.0000 | Material | 0 | 0.0000
571927 | A-402-2BHK Internal Flat DB Work | No. | 1.0000 | 1.0000 | 28776 | 4 Way TPN DB with tel. compartment IHETPNYV004 | No. | 1.0000 | 118.0000 | 158.001.001.005.004.003.001.003.002.003. | 100.0000 | Material | 45 | 18.0000 | C+S GST 18% I/P RD
571927 | A-402-2BHK Internal Flat DB Work | No. | 1.0000 | 1.0000 | 28545 | 40 AMP RCCB 4 Pole 30ma IH3R440030 | No. | 1.0000 | 118.0000 | 158.001.001.005.004.003.001.003.002.003. | 100.0000 | Material | 45 | 18.0000 | C+S GST 18% I/P RD
606885 | A-402-2BHK Int. Flat Switch Socket Material | No. | 1.0000 | 1.0000 | 5238 | 16A 1way switch w indi.(572063 | No. | 8.0000 | 127.5800 | 158.001.001.005.004.003.001.003.002.004. | 0.0000 | Material | 0 | 0.0000
606885 | A-402-2BHK Int. Flat Switch Socket Material | No. | 1.0000 | 1.0000 | 8655 | 16A socket (573471) | No. | 10.0000 | 254.0000 | 158.001.001.005.004.003.001.003.002.004. | 254.0000 | Material | 0 | 0.0000
606885 | A-402-2BHK Int. Flat Switch Socket Material | No. | 1.0000 | 1.0000 | 793 | 6 A Bell Push (573413) | No. | 1.0000 | 22.0500 | 158.001.001.005.004.003.001.003.002.004. | 0.0000 | Material | 0 | 0.0000
606885 | A-402-2BHK Int. Flat Switch Socket Material | No. | 1.0000 | 1.0000 | 7294 | 6A 2 Way Switch (573402) | No. | 4.0000 | 130.0000 | 158.001.001.005.004.003.001.003.002.004. | 0.0000 | Material | 0 | 0.0000
606885 | A-402-2BHK Int. Flat Switch Socket Material | No. | 1.0000 | 1.0000 | 28162 | 6A 3Pin Socket (573424) | No. | 25.0000 | 290.0000 | 158.001.001.005.004.003.001.003.002.004. | 290.0000 | Material | 0 | 0.0000
606885 | A-402-2BHK Int. Flat Switch Socket Material | No. | 1.0000 | 1.0000 | 5240 | 6A One way Switch (573400) | No. | 51.0000 | 72.7600 | 158.001.001.005.004.003.001.003.002.004. | 0.0000 | Material | 0 | 0.0000
606885 | A-402-2BHK Int. Flat Switch Socket Material | No. | 1.0000 | 1.0000 | 2556 | Angle Holder | No. | 5.0000 | 28.0000 | 158.001.001.005.004.003.001.003.002.004. | 0.0000 | Material | 0 | 0.0000
606885 | A-402-2BHK Int. Flat Switch Socket Material | No. | 1.0000 | 1.0000 | 5244 | Blank Plate 1m (573449) | No. | 9.0000 | 19.8400 | 158.001.001.005.004.003.001.003.002.004. | 0.0000 | Material | 0 | 0.0000
606885 | A-402-2BHK Int. Flat Switch Socket Material | No. | 1.0000 | 1.0000 | 1714 | Connector | No. | 4.0000 | 9.0000 | 158.001.001.005.004.003.001.003.002.004. | 0.0000 | Material | 0 | 0.0000
606885 | A-402-2BHK Int. Flat Switch Socket Material | No. | 1.0000 | 1.0000 | 6758 | Fan Step Reg (573469) | No. | 6.0000 | 432.3400 | 158.001.001.005.004.003.001.003.002.004. | 0.0000 | Material | 0 | 0.0000
606885 | A-402-2BHK Int. Flat Switch Socket Material | No. | 1.0000 | 1.0000 | 3287 | Round Plate 4" - No. | No. | 38.0000 | 9.0000 | 158.001.001.005.004.003.001.003.002.004. | 0.0000 | Material | 0 | 0.0000
606885 | A-402-2BHK Int. Flat Switch Socket Material | No. | 1.0000 | 1.0000 | 9555 | Round Plate 6" | No. | 6.0000 | 6.0000 | 158.001.001.005.004.003.001.003.002.004. | 0.0000 | Material | 0 | 0.0000
606885 | A-402-2BHK Int. Flat Switch Socket Material | No. | 1.0000 | 1.0000 | 6757 | T.V. Socket (573425) | No. | 3.0000 | 83.1600 | 158.001.001.005.004.003.001.003.002.004. | 0.0000 | Material | 0 | 0.0000
606885 | A-402-2BHK Int. Flat Switch Socket Material | No. | 1.0000 | 1.0000 | 5242 | Tel. Socket 1mod (573426) | No. | 1.0000 | 79.3800 | 158.001.001.005.004.003.001.003.002.004. | 0.0000 | Material | 0 | 0.0000
667558 | A-402-2BHK Internal Flat Wiring. | No. | 1.0000 | 1.0000 | 23458 | 2 Pair telephone cable | Mtrs | 8.5000 | 50.0000 | 158.001.001.005.004.003.001.003.002.005. | 50.0000 | Material | 0 | 0.0000
667558 | A-402-2BHK Internal Flat Wiring. | No. | 1.0000 | 1.0000 | 12468 | PVC Copper Wire 1.5 Sqmm black | Mtrs | 82.5000 | 8.8600 | 158.001.001.005.004.003.001.003.002.005. | 8.8600 | Material | 0 | 0.0000
667558 | A-402-2BHK Internal Flat Wiring. | No. | 1.0000 | 1.0000 | 12530 | PVC Copper Wire 1.5 Sqmm blue | Mtrs | 82.0000 | 8.8600 | 158.001.001.005.004.003.001.003.002.005. | 8.8600 | Material | 0 | 0.0000
667558 | A-402-2BHK Internal Flat Wiring. | No. | 1.0000 | 1.0000 | 12469 | PVC Copper Wire 1.5 Sqmm green | Mtrs | 78.9800 | 8.8700 | 158.001.001.005.004.003.001.003.002.005. | 0.0000 | Material | 0 | 0.0000
667558 | A-402-2BHK Internal Flat Wiring. | No. | 1.0000 | 1.0000 | 26439 | PVC Copper Wire 1.5 Sqmm Grey | Mtrs | 65.0000 | 100.0000 | 158.001.001.005.004.003.001.003.002.005. | 100.0000 | Material | 0 | 0.0000
667558 | A-402-2BHK Internal Flat Wiring. | No. | 1.0000 | 1.0000 | 12466 | PVC Copper Wire 1.5 Sqmm red | Mtrs | 34.5000 | 8.8700 | 158.001.001.005.004.003.001.003.002.005. | 8.8700 | Material | 0 | 0.0000
667558 | A-402-2BHK Internal Flat Wiring. | No. | 1.0000 | 1.0000 | 12529 | PVC Copper Wire 1.5 Sqmm yellow | Mtrs | 145.5000 | 10.0000 | 158.001.001.005.004.003.001.003.002.005. | 10.0000 | Material | 0 | 0.0000
667558 | A-402-2BHK Internal Flat Wiring. | No. | 1.0000 | 1.0000 | 12471 | PVC Copper Wire 2.5 Sqmm black | Mtrs | 92.0000 | 14.2800 | 158.001.001.005.004.003.001.003.002.005. | 14.2800 | Material | 0 | 0.0000
667558 | A-402-2BHK Internal Flat Wiring. | No. | 1.0000 | 1.0000 | 12527 | PVC Copper Wire 2.5 Sqmm blue | Mtrs | 144.0000 | 14.2800 | 158.001.001.005.004.003.001.003.002.005. | 0.0000 | Material | 0 | 0.0000
667558 | A-402-2BHK Internal Flat Wiring. | No. | 1.0000 | 1.0000 | 12472 | PVC Copper Wire 2.5 Sqmm green | Mtrs | 50.5000 | 14.2800 | 158.001.001.005.004.003.001.003.002.005. | 0.0000 | Material | 0 | 0.0000
667558 | A-402-2BHK Internal Flat Wiring. | No. | 1.0000 | 1.0000 | 12470 | PVC Copper Wire 2.5 Sqmm red | Mtrs | 73.5000 | 14.2800 | 158.001.001.005.004.003.001.003.002.005. | 0.0000 | Material | 0 | 0.0000
667558 | A-402-2BHK Internal Flat Wiring. | No. | 1.0000 | 1.0000 | 12528 | PVC Copper Wire 2.5 Sqmm yellow | Mtrs | 22.0000 | 14.2800 | 158.001.001.005.004.003.001.003.002.005. | 14.2800 | Material | 0 | 0.0000
667558 | A-402-2BHK Internal Flat Wiring. | No. | 1.0000 | 1.0000 | 12475 | PVC Copper Wire 4 Sqmm black | Mtrs | 76.5000 | 21.1200 | 158.001.001.005.004.003.001.003.002.005. | 0.0000 | Material | 0 | 0.0000
667558 | A-402-2BHK Internal Flat Wiring. | No. | 1.0000 | 1.0000 | 13068 | PVC Copper Wire 4 Sqmm blue | Mtrs | 144.0000 | 10.0000 | 158.001.001.005.004.003.001.003.002.005. | 0.0000 | Material | 0 | 0.0000
667558 | A-402-2BHK Internal Flat Wiring. | No. | 1.0000 | 1.0000 | 12474 | PVC Copper Wire 4 Sqmm red | Mtrs | 73.5000 | 21.1200 | 158.001.001.005.004.003.001.003.002.005. | 0.0000 | Material | 0 | 0.0000
667558 | A-402-2BHK Internal Flat Wiring. | No. | 1.0000 | 1.0000 | 13067 | PVC Copper Wire 4 Sqmm yellow | Mtrs | 84.5000 | 10.0000 | 158.001.001.005.004.003.001.003.002.005. | 0.0000 | Material | 0 | 0.0000
667558 | A-402-2BHK Internal Flat Wiring. | No. | 1.0000 | 1.0000 | 1010 | RG-6 Co-Axial Cable | Mtrs | 19.0000 | 14.3900 | 158.001.001.005.004.003.001.003.002.005. | 0.0000 | Material | 0 | 0.0000
556911 | A-403-2BHK Internal Electrical work | No. | 1.0000 | 1.0000 | 26454 | 12 Module GI Concealed Box | No. | 2.0000 | 255.0000 | 158.001.001.005.004.003.001.003.003.001. | 255.0000 | Material | 0 | 0.0000
556911 | A-403-2BHK Internal Electrical work | No. | 1.0000 | 1.0000 | 5245 | 12M Plate (575770) | No. | 0.0000 | 225.8600 | 158.001.001.005.004.003.001.003.003.001. | 0.0000 | Material | 0 | 0.0000
556911 | A-403-2BHK Internal Electrical work | No. | 1.0000 | 1.0000 | 26448 | 2 Module GI Concealed Box | No. | 9.0000 | 75.0000 | 158.001.001.005.004.003.001.003.003.001. | 75.0000 | Material | 0 | 0.0000
556911 | A-403-2BHK Internal Electrical work | No. | 1.0000 | 1.0000 | 5250 | 2M Plate (575710) | No. | 9.0000 | 60.4800 | 158.001.001.005.004.003.001.003.003.001. | 0.0000 | Material | 0 | 0.0000
556911 | A-403-2BHK Internal Electrical work | No. | 1.0000 | 1.0000 | 26449 | 3 Module GI Concealed Box | No. | 0.0000 | 105.0000 | 158.001.001.005.004.003.001.003.003.001. | 105.0000 | Material | 0 | 0.0000
556911 | A-403-2BHK Internal Electrical work | No. | 1.0000 | 1.0000 | 5249 | 3M Plate (575720) | No. | 11.0000 | 68.9800 | 158.001.001.005.004.003.001.003.003.001. | 0.0000 | Material | 0 | 0.0000
556911 | A-403-2BHK Internal Electrical work | No. | 1.0000 | 1.0000 | 26450 | 4 Module GI Concealed Box | No. | 1.0000 | 130.0000 | 158.001.001.005.004.003.001.003.003.001. | 130.0000 | Material | 0 | 0.0000
556911 | A-403-2BHK Internal Electrical work | No. | 1.0000 | 1.0000 | 5248 | 4M Plate (575730) | No. | 1.0000 | 72.7600 | 158.001.001.005.004.003.001.003.003.001. | 0.0000 | Material | 0 | 0.0000
556911 | A-403-2BHK Internal Electrical work | No. | 1.0000 | 1.0000 | 26451 | 6 Module GI Concealed Box | No. | 6.0000 | 160.0000 | 158.001.001.005.004.003.001.003.003.001. | 160.0000 | Material | 0 | 0.0000
556911 | A-403-2BHK Internal Electrical work | No. | 1.0000 | 1.0000 | 5247 | 6M Plate (575740) | No. | 6.0000 | 131.3500 | 158.001.001.005.004.003.001.003.003.001. | 0.0000 | Material | 0 | 0.0000
556911 | A-403-2BHK Internal Electrical work | No. | 1.0000 | 1.0000 | 26452 | 8 Module GI Concealed Box | No. | 4.0000 | 215.0000 | 158.001.001.005.004.003.001.003.003.001. | 215.0000 | Material | 0 | 0.0000
556911 | A-403-2BHK Internal Electrical work | No. | 1.0000 | 1.0000 | 5246 | 8M Hzl Plate (575750) | No. | 4.0000 | 144.5800 | 158.001.001.005.004.003.001.003.003.001. | 0.0000 | Material | 0 | 0.0000
556942 | A-403-2BHK Wall Conduting Material | No. | 1.0000 | 1.0000 | 8482 | Flexible Pipe 3/4" | Mtrs | 3.0000 | 5.2500 | 158.001.001.005.004.003.001.003.003.002. | 0.0000 | Material | 0 | 0.0000
556942 | A-403-2BHK Wall Conduting Material | No. | 1.0000 | 1.0000 | 501 | Nails 3" | Kgs | 0.5000 | 63.0000 | 158.001.001.005.004.003.001.003.003.002. | 0.0000 | Material | 0 | 0.0000
556942 | A-403-2BHK Wall Conduting Material | No. | 1.0000 | 1.0000 | 3246 | PVC 1 way Junction Box 1" | No. | 4.0000 | 18.2000 | 158.001.001.005.004.003.001.003.003.002. | 0.0000 | Material | 0 | 0.0000
556942 | A-403-2BHK Wall Conduting Material | No. | 1.0000 | 1.0000 | 838 | PVC Conduit Bend 1" | No. | 13.0000 | 6.3500 | 158.001.001.005.004.003.001.003.003.002. | 6.3500 | Material | 0 | 0.0000
556942 | A-403-2BHK Wall Conduting Material | No. | 1.0000 | 1.0000 | 837 | PVC Conduit Pipe 1" mtrs | Mtrs | 90.0000 | 18.6000 | 158.001.001.005.004.003.001.003.003.002. | 18.6000 | Material | 0 | 0.0000
571928 | A-403-2BHK Internal Flat DB Work | No. | 1.0000 | 1.0000 | 28289 | 10A Single Pole MCB (IH31P0C010) | No. | 4.0000 | 100.0000 | 158.001.001.005.004.003.001.003.003.003. | 100.0000 | Material | 0 | 0.0000
571928 | A-403-2BHK Internal Flat DB Work | No. | 1.0000 | 1.0000 | 28297 | 20A Single Pole MCB (IH31P0C020) | No. | 8.0000 | 300.0000 | 158.001.001.005.004.003.001.003.003.003. | 300.0000 | Material | 0 | 0.0000
571928 | A-403-2BHK Internal Flat DB Work | No. | 1.0000 | 1.0000 | 28776 | 4 Way TPN DB with tel. compartment IHETPNYV004 | No. | 1.0000 | 118.0000 | 158.001.001.005.004.003.001.003.003.003. | 100.0000 | Material | 45 | 18.0000 | C+S GST 18% I/P RD
571928 | A-403-2BHK Internal Flat DB Work | No. | 1.0000 | 1.0000 | 28545 | 40 AMP RCCB 4 Pole 30ma IH3R440030 | No. | 1.0000 | 118.0000 | 158.001.001.005.004.003.001.003.003.003. | 100.0000 | Material | 45 | 18.0000 | C+S GST 18% I/P RD
606886 | A-403-2BHK Int. Flat Switch Socket Material | No. | 1.0000 | 1.0000 | 5238 | 16A 1way switch w indi.(572063 | No. | 8.0000 | 127.5800 | 158.001.001.005.004.003.001.003.003.004. | 0.0000 | Material | 0 | 0.0000
606886 | A-403-2BHK Int. Flat Switch Socket Material | No. | 1.0000 | 1.0000 | 8655 | 16A socket (573471) | No. | 10.0000 | 254.0000 | 158.001.001.005.004.003.001.003.003.004. | 254.0000 | Material | 0 | 0.0000
606886 | A-403-2BHK Int. Flat Switch Socket Material | No. | 1.0000 | 1.0000 | 793 | 6 A Bell Push (573413) | No. | 1.0000 | 22.0500 | 158.001.001.005.004.003.001.003.003.004. | 0.0000 | Material | 0 | 0.0000
606886 | A-403-2BHK Int. Flat Switch Socket Material | No. | 1.0000 | 1.0000 | 7294 | 6A 2 Way Switch (573402) | No. | 4.0000 | 130.0000 | 158.001.001.005.004.003.001.003.003.004. | 0.0000 | Material | 0 | 0.0000
606886 | A-403-2BHK Int. Flat Switch Socket Material | No. | 1.0000 | 1.0000 | 28162 | 6A 3Pin Socket (573424) | No. | 25.0000 | 290.0000 | 158.001.001.005.004.003.001.003.003.004. | 290.0000 | Material | 0 | 0.0000
606886 | A-403-2BHK Int. Flat Switch Socket Material | No. | 1.0000 | 1.0000 | 5240 | 6A One way Switch (573400) | No. | 51.0000 | 72.7600 | 158.001.001.005.004.003.001.003.003.004. | 0.0000 | Material | 0 | 0.0000
606886 | A-403-2BHK Int. Flat Switch Socket Material | No. | 1.0000 | 1.0000 | 2556 | Angle Holder | No. | 5.0000 | 28.0000 | 158.001.001.005.004.003.001.003.003.004. | 0.0000 | Material | 0 | 0.0000
606886 | A-403-2BHK Int. Flat Switch Socket Material | No. | 1.0000 | 1.0000 | 5244 | Blank Plate 1m (573449) | No. | 9.0000 | 19.8400 | 158.001.001.005.004.003.001.003.003.004. | 0.0000 | Material | 0 | 0.0000
606886 | A-403-2BHK Int. Flat Switch Socket Material | No. | 1.0000 | 1.0000 | 1714 | Connector | No. | 4.0000 | 9.0000 | 158.001.001.005.004.003.001.003.003.004. | 0.0000 | Material | 0 | 0.0000
606886 | A-403-2BHK Int. Flat Switch Socket Material | No. | 1.0000 | 1.0000 | 6758 | Fan Step Reg (573469) | No. | 6.0000 | 432.3400 | 158.001.001.005.004.003.001.003.003.004. | 0.0000 | Material | 0 | 0.0000
606886 | A-403-2BHK Int. Flat Switch Socket Material | No. | 1.0000 | 1.0000 | 3287 | Round Plate 4" - No. | No. | 38.0000 | 9.0000 | 158.001.001.005.004.003.001.003.003.004. | 0.0000 | Material | 0 | 0.0000
606886 | A-403-2BHK Int. Flat Switch Socket Material | No. | 1.0000 | 1.0000 | 9555 | Round Plate 6" | No. | 6.0000 | 6.0000 | 158.001.001.005.004.003.001.003.003.004. | 0.0000 | Material | 0 | 0.0000
606886 | A-403-2BHK Int. Flat Switch Socket Material | No. | 1.0000 | 1.0000 | 6757 | T.V. Socket (573425) | No. | 3.0000 | 83.1600 | 158.001.001.005.004.003.001.003.003.004. | 0.0000 | Material | 0 | 0.0000
606886 | A-403-2BHK Int. Flat Switch Socket Material | No. | 1.0000 | 1.0000 | 5242 | Tel. Socket 1mod (573426) | No. | 1.0000 | 79.3800 | 158.001.001.005.004.003.001.003.003.004. | 0.0000 | Material | 0 | 0.0000
667559 | A-403- 2BHK Internal Flat Wiring. | No. | 1.0000 | 1.0000 | 23458 | 2 Pair telephone cable | Mtrs | 8.5000 | 50.0000 | 158.001.001.005.004.003.001.003.003.005. | 50.0000 | Material | 0 | 0.0000
667559 | A-403- 2BHK Internal Flat Wiring. | No. | 1.0000 | 1.0000 | 12468 | PVC Copper Wire 1.5 Sqmm black | Mtrs | 82.5000 | 8.8600 | 158.001.001.005.004.003.001.003.003.005. | 8.8600 | Material | 0 | 0.0000
667559 | A-403- 2BHK Internal Flat Wiring. | No. | 1.0000 | 1.0000 | 12530 | PVC Copper Wire 1.5 Sqmm blue | Mtrs | 82.0000 | 8.8600 | 158.001.001.005.004.003.001.003.003.005. | 8.8600 | Material | 0 | 0.0000
667559 | A-403- 2BHK Internal Flat Wiring. | No. | 1.0000 | 1.0000 | 12469 | PVC Copper Wire 1.5 Sqmm green | Mtrs | 78.9800 | 8.8700 | 158.001.001.005.004.003.001.003.003.005. | 0.0000 | Material | 0 | 0.0000
667559 | A-403- 2BHK Internal Flat Wiring. | No. | 1.0000 | 1.0000 | 26439 | PVC Copper Wire 1.5 Sqmm Grey | Mtrs | 65.0000 | 100.0000 | 158.001.001.005.004.003.001.003.003.005. | 100.0000 | Material | 0 | 0.0000
667559 | A-403- 2BHK Internal Flat Wiring. | No. | 1.0000 | 1.0000 | 12466 | PVC Copper Wire 1.5 Sqmm red | Mtrs | 34.5000 | 8.8700 | 158.001.001.005.004.003.001.003.003.005. | 8.8700 | Material | 0 | 0.0000
667559 | A-403- 2BHK Internal Flat Wiring. | No. | 1.0000 | 1.0000 | 12529 | PVC Copper Wire 1.5 Sqmm yellow | Mtrs | 145.5000 | 10.0000 | 158.001.001.005.004.003.001.003.003.005. | 10.0000 | Material | 0 | 0.0000
667559 | A-403- 2BHK Internal Flat Wiring. | No. | 1.0000 | 1.0000 | 12471 | PVC Copper Wire 2.5 Sqmm black | Mtrs | 92.0000 | 14.2800 | 158.001.001.005.004.003.001.003.003.005. | 14.2800 | Material | 0 | 0.0000
667559 | A-403- 2BHK Internal Flat Wiring. | No. | 1.0000 | 1.0000 | 12527 | PVC Copper Wire 2.5 Sqmm blue | Mtrs | 144.0000 | 14.2800 | 158.001.001.005.004.003.001.003.003.005. | 0.0000 | Material | 0 | 0.0000
667559 | A-403- 2BHK Internal Flat Wiring. | No. | 1.0000 | 1.0000 | 12472 | PVC Copper Wire 2.5 Sqmm green | Mtrs | 50.5000 | 14.2800 | 158.001.001.005.004.003.001.003.003.005. | 0.0000 | Material | 0 | 0.0000
667559 | A-403- 2BHK Internal Flat Wiring. | No. | 1.0000 | 1.0000 | 12470 | PVC Copper Wire 2.5 Sqmm red | Mtrs | 75.2500 | 14.2800 | 158.001.001.005.004.003.001.003.003.005. | 0.0000 | Material | 0 | 0.0000
667559 | A-403- 2BHK Internal Flat Wiring. | No. | 1.0000 | 1.0000 | 12528 | PVC Copper Wire 2.5 Sqmm yellow | Mtrs | 22.0000 | 14.2800 | 158.001.001.005.004.003.001.003.003.005. | 14.2800 | Material | 0 | 0.0000
667559 | A-403- 2BHK Internal Flat Wiring. | No. | 1.0000 | 1.0000 | 12475 | PVC Copper Wire 4 Sqmm black | Mtrs | 76.5000 | 21.1200 | 158.001.001.005.004.003.001.003.003.005. | 0.0000 | Material | 0 | 0.0000
667559 | A-403- 2BHK Internal Flat Wiring. | No. | 1.0000 | 1.0000 | 13068 | PVC Copper Wire 4 Sqmm blue | Mtrs | 144.0000 | 10.0000 | 158.001.001.005.004.003.001.003.003.005. | 0.0000 | Material | 0 | 0.0000
667559 | A-403- 2BHK Internal Flat Wiring. | No. | 1.0000 | 1.0000 | 12474 | PVC Copper Wire 4 Sqmm red | Mtrs | 73.5000 | 21.1200 | 158.001.001.005.004.003.001.003.003.005. | 0.0000 | Material | 0 | 0.0000
667559 | A-403- 2BHK Internal Flat Wiring. | No. | 1.0000 | 1.0000 | 13067 | PVC Copper Wire 4 Sqmm yellow | Mtrs | 84.5000 | 10.0000 | 158.001.001.005.004.003.001.003.003.005. | 0.0000 | Material | 0 | 0.0000
667559 | A-403- 2BHK Internal Flat Wiring. | No. | 1.0000 | 1.0000 | 1010 | RG-6 Co-Axial Cable | Mtrs | 19.0000 | 14.3900 | 158.001.001.005.004.003.001.003.003.005. | 0.0000 | Material | 0 | 0.0000
556912 | A-404-2BHK Internal Electrical work | No. | 1.0000 | 1.0000 | 26454 | 12 Module GI Concealed Box | No. | 2.0000 | 255.0000 | 158.001.001.005.004.003.001.003.004.001. | 255.0000 | Material | 0 | 0.0000
556912 | A-404-2BHK Internal Electrical work | No. | 1.0000 | 1.0000 | 5245 | 12M Plate (575770) | No. | 0.0000 | 225.8600 | 158.001.001.005.004.003.001.003.004.001. | 0.0000 | Material | 0 | 0.0000
556912 | A-404-2BHK Internal Electrical work | No. | 1.0000 | 1.0000 | 26448 | 2 Module GI Concealed Box | No. | 9.0000 | 75.0000 | 158.001.001.005.004.003.001.003.004.001. | 75.0000 | Material | 0 | 0.0000
556912 | A-404-2BHK Internal Electrical work | No. | 1.0000 | 1.0000 | 5250 | 2M Plate (575710) | No. | 9.0000 | 60.4800 | 158.001.001.005.004.003.001.003.004.001. | 0.0000 | Material | 0 | 0.0000
556912 | A-404-2BHK Internal Electrical work | No. | 1.0000 | 1.0000 | 26449 | 3 Module GI Concealed Box | No. | 0.0000 | 105.0000 | 158.001.001.005.004.003.001.003.004.001. | 105.0000 | Material | 0 | 0.0000
556912 | A-404-2BHK Internal Electrical work | No. | 1.0000 | 1.0000 | 5249 | 3M Plate (575720) | No. | 11.0000 | 68.9800 | 158.001.001.005.004.003.001.003.004.001. | 0.0000 | Material | 0 | 0.0000
556912 | A-404-2BHK Internal Electrical work | No. | 1.0000 | 1.0000 | 26450 | 4 Module GI Concealed Box | No. | 1.0000 | 130.0000 | 158.001.001.005.004.003.001.003.004.001. | 130.0000 | Material | 0 | 0.0000
556912 | A-404-2BHK Internal Electrical work | No. | 1.0000 | 1.0000 | 5248 | 4M Plate (575730) | No. | 1.0000 | 72.7600 | 158.001.001.005.004.003.001.003.004.001. | 0.0000 | Material | 0 | 0.0000
556912 | A-404-2BHK Internal Electrical work | No. | 1.0000 | 1.0000 | 26451 | 6 Module GI Concealed Box | No. | 6.0000 | 160.0000 | 158.001.001.005.004.003.001.003.004.001. | 160.0000 | Material | 0 | 0.0000
556912 | A-404-2BHK Internal Electrical work | No. | 1.0000 | 1.0000 | 5247 | 6M Plate (575740) | No. | 6.0000 | 131.3500 | 158.001.001.005.004.003.001.003.004.001. | 0.0000 | Material | 0 | 0.0000
556912 | A-404-2BHK Internal Electrical work | No. | 1.0000 | 1.0000 | 26452 | 8 Module GI Concealed Box | No. | 4.0000 | 215.0000 | 158.001.001.005.004.003.001.003.004.001. | 215.0000 | Material | 0 | 0.0000
556912 | A-404-2BHK Internal Electrical work | No. | 1.0000 | 1.0000 | 5246 | 8M Hzl Plate (575750) | No. | 4.0000 | 144.5800 | 158.001.001.005.004.003.001.003.004.001. | 0.0000 | Material | 0 | 0.0000
556943 | A-404-2BHK Wall Conduting Material | No. | 1.0000 | 1.0000 | 8482 | Flexible Pipe 3/4" | Mtrs | 3.0000 | 5.2500 | 158.001.001.005.004.003.001.003.004.002. | 0.0000 | Material | 0 | 0.0000
556943 | A-404-2BHK Wall Conduting Material | No. | 1.0000 | 1.0000 | 501 | Nails 3" | Kgs | 0.5000 | 63.0000 | 158.001.001.005.004.003.001.003.004.002. | 0.0000 | Material | 0 | 0.0000
556943 | A-404-2BHK Wall Conduting Material | No. | 1.0000 | 1.0000 | 3246 | PVC 1 way Junction Box 1" | No. | 4.0000 | 18.2000 | 158.001.001.005.004.003.001.003.004.002. | 0.0000 | Material | 0 | 0.0000
556943 | A-404-2BHK Wall Conduting Material | No. | 1.0000 | 1.0000 | 838 | PVC Conduit Bend 1" | No. | 13.0000 | 6.3500 | 158.001.001.005.004.003.001.003.004.002. | 6.3500 | Material | 0 | 0.0000
556943 | A-404-2BHK Wall Conduting Material | No. | 1.0000 | 1.0000 | 837 | PVC Conduit Pipe 1" mtrs | Mtrs | 90.0000 | 18.6000 | 158.001.001.005.004.003.001.003.004.002. | 18.6000 | Material | 0 | 0.0000
571929 | A-404-2BHK Internal Flat DB Work | No. | 1.0000 | 1.0000 | 28289 | 10A Single Pole MCB (IH31P0C010) | No. | 4.0000 | 100.0000 | 158.001.001.005.004.003.001.003.004.003. | 100.0000 | Material | 0 | 0.0000
571929 | A-404-2BHK Internal Flat DB Work | No. | 1.0000 | 1.0000 | 28297 | 20A Single Pole MCB (IH31P0C020) | No. | 8.0000 | 300.0000 | 158.001.001.005.004.003.001.003.004.003. | 300.0000 | Material | 0 | 0.0000
571929 | A-404-2BHK Internal Flat DB Work | No. | 1.0000 | 1.0000 | 28776 | 4 Way TPN DB with tel. compartment IHETPNYV004 | No. | 1.0000 | 118.0000 | 158.001.001.005.004.003.001.003.004.003. | 100.0000 | Material | 45 | 18.0000 | C+S GST 18% I/P RD
571929 | A-404-2BHK Internal Flat DB Work | No. | 1.0000 | 1.0000 | 28545 | 40 AMP RCCB 4 Pole 30ma IH3R440030 | No. | 1.0000 | 118.0000 | 158.001.001.005.004.003.001.003.004.003. | 100.0000 | Material | 45 | 18.0000 | C+S GST 18% I/P RD
606887 | A-404-2BHK Int. Flat Switch Socket Material | No. | 1.0000 | 1.0000 | 5238 | 16A 1way switch w indi.(572063 | No. | 8.0000 | 127.5800 | 158.001.001.005.004.003.001.003.004.004. | 0.0000 | Material | 0 | 0.0000
606887 | A-404-2BHK Int. Flat Switch Socket Material | No. | 1.0000 | 1.0000 | 8655 | 16A socket (573471) | No. | 10.0000 | 254.0000 | 158.001.001.005.004.003.001.003.004.004. | 254.0000 | Material | 0 | 0.0000
606887 | A-404-2BHK Int. Flat Switch Socket Material | No. | 1.0000 | 1.0000 | 793 | 6 A Bell Push (573413) | No. | 1.0000 | 22.0500 | 158.001.001.005.004.003.001.003.004.004. | 0.0000 | Material | 0 | 0.0000
606887 | A-404-2BHK Int. Flat Switch Socket Material | No. | 1.0000 | 1.0000 | 7294 | 6A 2 Way Switch (573402) | No. | 4.0000 | 130.0000 | 158.001.001.005.004.003.001.003.004.004. | 0.0000 | Material | 0 | 0.0000
606887 | A-404-2BHK Int. Flat Switch Socket Material | No. | 1.0000 | 1.0000 | 28162 | 6A 3Pin Socket (573424) | No. | 25.0000 | 290.0000 | 158.001.001.005.004.003.001.003.004.004. | 290.0000 | Material | 0 | 0.0000
606887 | A-404-2BHK Int. Flat Switch Socket Material | No. | 1.0000 | 1.0000 | 5240 | 6A One way Switch (573400) | No. | 51.0000 | 72.7600 | 158.001.001.005.004.003.001.003.004.004. | 0.0000 | Material | 0 | 0.0000
606887 | A-404-2BHK Int. Flat Switch Socket Material | No. | 1.0000 | 1.0000 | 2556 | Angle Holder | No. | 5.0000 | 28.0000 | 158.001.001.005.004.003.001.003.004.004. | 0.0000 | Material | 0 | 0.0000
606887 | A-404-2BHK Int. Flat Switch Socket Material | No. | 1.0000 | 1.0000 | 5244 | Blank Plate 1m (573449) | No. | 9.0000 | 19.8400 | 158.001.001.005.004.003.001.003.004.004. | 0.0000 | Material | 0 | 0.0000
606887 | A-404-2BHK Int. Flat Switch Socket Material | No. | 1.0000 | 1.0000 | 1714 | Connector | No. | 4.0000 | 9.0000 | 158.001.001.005.004.003.001.003.004.004. | 0.0000 | Material | 0 | 0.0000
606887 | A-404-2BHK Int. Flat Switch Socket Material | No. | 1.0000 | 1.0000 | 6758 | Fan Step Reg (573469) | No. | 6.0000 | 432.3400 | 158.001.001.005.004.003.001.003.004.004. | 0.0000 | Material | 0 | 0.0000
606887 | A-404-2BHK Int. Flat Switch Socket Material | No. | 1.0000 | 1.0000 | 3287 | Round Plate 4" - No. | No. | 38.0000 | 9.0000 | 158.001.001.005.004.003.001.003.004.004. | 0.0000 | Material | 0 | 0.0000
606887 | A-404-2BHK Int. Flat Switch Socket Material | No. | 1.0000 | 1.0000 | 9555 | Round Plate 6" | No. | 6.0000 | 6.0000 | 158.001.001.005.004.003.001.003.004.004. | 0.0000 | Material | 0 | 0.0000
606887 | A-404-2BHK Int. Flat Switch Socket Material | No. | 1.0000 | 1.0000 | 6757 | T.V. Socket (573425) | No. | 3.0000 | 83.1600 | 158.001.001.005.004.003.001.003.004.004. | 0.0000 | Material | 0 | 0.0000
606887 | A-404-2BHK Int. Flat Switch Socket Material | No. | 1.0000 | 1.0000 | 5242 | Tel. Socket 1mod (573426) | No. | 1.0000 | 79.3800 | 158.001.001.005.004.003.001.003.004.004. | 0.0000 | Material | 0 | 0.0000
667560 | A-404-2BHK Internal Flat Wiring. | No. | 1.0000 | 1.0000 | 23458 | 2 Pair telephone cable | Mtrs | 8.5000 | 50.0000 | 158.001.001.005.004.003.001.003.004.005. | 50.0000 | Material | 0 | 0.0000
667560 | A-404-2BHK Internal Flat Wiring. | No. | 1.0000 | 1.0000 | 12468 | PVC Copper Wire 1.5 Sqmm black | Mtrs | 82.5000 | 8.8600 | 158.001.001.005.004.003.001.003.004.005. | 8.8600 | Material | 0 | 0.0000
667560 | A-404-2BHK Internal Flat Wiring. | No. | 1.0000 | 1.0000 | 12530 | PVC Copper Wire 1.5 Sqmm blue | Mtrs | 82.0000 | 8.8600 | 158.001.001.005.004.003.001.003.004.005. | 8.8600 | Material | 0 | 0.0000
667560 | A-404-2BHK Internal Flat Wiring. | No. | 1.0000 | 1.0000 | 12469 | PVC Copper Wire 1.5 Sqmm green | Mtrs | 78.9800 | 8.8700 | 158.001.001.005.004.003.001.003.004.005. | 0.0000 | Material | 0 | 0.0000
667560 | A-404-2BHK Internal Flat Wiring. | No. | 1.0000 | 1.0000 | 26439 | PVC Copper Wire 1.5 Sqmm Grey | Mtrs | 65.0000 | 100.0000 | 158.001.001.005.004.003.001.003.004.005. | 100.0000 | Material | 0 | 0.0000
667560 | A-404-2BHK Internal Flat Wiring. | No. | 1.0000 | 1.0000 | 12466 | PVC Copper Wire 1.5 Sqmm red | Mtrs | 34.5000 | 8.8700 | 158.001.001.005.004.003.001.003.004.005. | 8.8700 | Material | 0 | 0.0000
667560 | A-404-2BHK Internal Flat Wiring. | No. | 1.0000 | 1.0000 | 12529 | PVC Copper Wire 1.5 Sqmm yellow | Mtrs | 145.5000 | 10.0000 | 158.001.001.005.004.003.001.003.004.005. | 10.0000 | Material | 0 | 0.0000
667560 | A-404-2BHK Internal Flat Wiring. | No. | 1.0000 | 1.0000 | 12471 | PVC Copper Wire 2.5 Sqmm black | Mtrs | 92.0000 | 14.2800 | 158.001.001.005.004.003.001.003.004.005. | 14.2800 | Material | 0 | 0.0000
667560 | A-404-2BHK Internal Flat Wiring. | No. | 1.0000 | 1.0000 | 12527 | PVC Copper Wire 2.5 Sqmm blue | Mtrs | 144.0000 | 14.2800 | 158.001.001.005.004.003.001.003.004.005. | 0.0000 | Material | 0 | 0.0000
667560 | A-404-2BHK Internal Flat Wiring. | No. | 1.0000 | 1.0000 | 12472 | PVC Copper Wire 2.5 Sqmm green | Mtrs | 50.5000 | 14.2800 | 158.001.001.005.004.003.001.003.004.005. | 0.0000 | Material | 0 | 0.0000
667560 | A-404-2BHK Internal Flat Wiring. | No. | 1.0000 | 1.0000 | 12470 | PVC Copper Wire 2.5 Sqmm red | Mtrs | 75.2500 | 14.2800 | 158.001.001.005.004.003.001.003.004.005. | 0.0000 | Material | 0 | 0.0000
667560 | A-404-2BHK Internal Flat Wiring. | No. | 1.0000 | 1.0000 | 12528 | PVC Copper Wire 2.5 Sqmm yellow | Mtrs | 22.0000 | 14.2800 | 158.001.001.005.004.003.001.003.004.005. | 14.2800 | Material | 0 | 0.0000
667560 | A-404-2BHK Internal Flat Wiring. | No. | 1.0000 | 1.0000 | 12475 | PVC Copper Wire 4 Sqmm black | Mtrs | 76.5000 | 21.1200 | 158.001.001.005.004.003.001.003.004.005. | 0.0000 | Material | 0 | 0.0000
667560 | A-404-2BHK Internal Flat Wiring. | No. | 1.0000 | 1.0000 | 13068 | PVC Copper Wire 4 Sqmm blue | Mtrs | 144.0000 | 10.0000 | 158.001.001.005.004.003.001.003.004.005. | 0.0000 | Material | 0 | 0.0000
667560 | A-404-2BHK Internal Flat Wiring. | No. | 1.0000 | 1.0000 | 12474 | PVC Copper Wire 4 Sqmm red | Mtrs | 73.5000 | 21.1200 | 158.001.001.005.004.003.001.003.004.005. | 0.0000 | Material | 0 | 0.0000
667560 | A-404-2BHK Internal Flat Wiring. | No. | 1.0000 | 1.0000 | 13067 | PVC Copper Wire 4 Sqmm yellow | Mtrs | 84.5000 | 10.0000 | 158.001.001.005.004.003.001.003.004.005. | 0.0000 | Material | 0 | 0.0000
667560 | A-404-2BHK Internal Flat Wiring. | No. | 1.0000 | 1.0000 | 1010 | RG-6 Co-Axial Cable | Mtrs | 19.0000 | 14.3900 | 158.001.001.005.004.003.001.003.004.005. | 0.0000 | Material | 0 | 0.0000
556913 | A-405-2BHK Internal Electrical work | No. | 1.0000 | 1.0000 | 26454 | 12 Module GI Concealed Box | No. | 2.0000 | 255.0000 | 158.001.001.005.004.003.001.003.005.001. | 255.0000 | Material | 0 | 0.0000
556913 | A-405-2BHK Internal Electrical work | No. | 1.0000 | 1.0000 | 5245 | 12M Plate (575770) | No. | 0.0000 | 225.8600 | 158.001.001.005.004.003.001.003.005.001. | 0.0000 | Material | 0 | 0.0000
556913 | A-405-2BHK Internal Electrical work | No. | 1.0000 | 1.0000 | 26448 | 2 Module GI Concealed Box | No. | 9.0000 | 75.0000 | 158.001.001.005.004.003.001.003.005.001. | 75.0000 | Material | 0 | 0.0000
556913 | A-405-2BHK Internal Electrical work | No. | 1.0000 | 1.0000 | 5250 | 2M Plate (575710) | No. | 9.0000 | 60.4800 | 158.001.001.005.004.003.001.003.005.001. | 0.0000 | Material | 0 | 0.0000
556913 | A-405-2BHK Internal Electrical work | No. | 1.0000 | 1.0000 | 26449 | 3 Module GI Concealed Box | No. | 1.0000 | 105.0000 | 158.001.001.005.004.003.001.003.005.001. | 105.0000 | Material | 0 | 0.0000
556913 | A-405-2BHK Internal Electrical work | No. | 1.0000 | 1.0000 | 5249 | 3M Plate (575720) | No. | 11.0000 | 68.9800 | 158.001.001.005.004.003.001.003.005.001. | 0.0000 | Material | 0 | 0.0000
556913 | A-405-2BHK Internal Electrical work | No. | 1.0000 | 1.0000 | 26450 | 4 Module GI Concealed Box | No. | 1.0000 | 130.0000 | 158.001.001.005.004.003.001.003.005.001. | 130.0000 | Material | 0 | 0.0000
556913 | A-405-2BHK Internal Electrical work | No. | 1.0000 | 1.0000 | 5248 | 4M Plate (575730) | No. | 1.0000 | 72.7600 | 158.001.001.005.004.003.001.003.005.001. | 0.0000 | Material | 0 | 0.0000
556913 | A-405-2BHK Internal Electrical work | No. | 1.0000 | 1.0000 | 26451 | 6 Module GI Concealed Box | No. | 6.0000 | 160.0000 | 158.001.001.005.004.003.001.003.005.001. | 160.0000 | Material | 0 | 0.0000
556913 | A-405-2BHK Internal Electrical work | No. | 1.0000 | 1.0000 | 5247 | 6M Plate (575740) | No. | 6.0000 | 131.3500 | 158.001.001.005.004.003.001.003.005.001. | 0.0000 | Material | 0 | 0.0000
556913 | A-405-2BHK Internal Electrical work | No. | 1.0000 | 1.0000 | 26452 | 8 Module GI Concealed Box | No. | 4.0000 | 215.0000 | 158.001.001.005.004.003.001.003.005.001. | 215.0000 | Material | 0 | 0.0000
556913 | A-405-2BHK Internal Electrical work | No. | 1.0000 | 1.0000 | 5246 | 8M Hzl Plate (575750) | No. | 4.0000 | 144.5800 | 158.001.001.005.004.003.001.003.005.001. | 0.0000 | Material | 0 | 0.0000
556944 | A-405-2BHK Wall Conduting Material | No. | 1.0000 | 1.0000 | 8482 | Flexible Pipe 3/4" | Mtrs | 3.0000 | 5.2500 | 158.001.001.005.004.003.001.003.005.002. | 0.0000 | Material | 0 | 0.0000
556944 | A-405-2BHK Wall Conduting Material | No. | 1.0000 | 1.0000 | 501 | Nails 3" | Kgs | 0.5000 | 63.0000 | 158.001.001.005.004.003.001.003.005.002. | 0.0000 | Material | 0 | 0.0000
556944 | A-405-2BHK Wall Conduting Material | No. | 1.0000 | 1.0000 | 3246 | PVC 1 way Junction Box 1" | No. | 4.0000 | 18.2000 | 158.001.001.005.004.003.001.003.005.002. | 0.0000 | Material | 0 | 0.0000
556944 | A-405-2BHK Wall Conduting Material | No. | 1.0000 | 1.0000 | 838 | PVC Conduit Bend 1" | No. | 13.0000 | 6.3500 | 158.001.001.005.004.003.001.003.005.002. | 6.3500 | Material | 0 | 0.0000
556944 | A-405-2BHK Wall Conduting Material | No. | 1.0000 | 1.0000 | 837 | PVC Conduit Pipe 1" mtrs | Mtrs | 90.0000 | 18.6000 | 158.001.001.005.004.003.001.003.005.002. | 18.6000 | Material | 0 | 0.0000
571930 | A-405-2BHK Internal Flat DB Work | No. | 1.0000 | 1.0000 | 28289 | 10A Single Pole MCB (IH31P0C010) | No. | 4.0000 | 100.0000 | 158.001.001.005.004.003.001.003.005.003. | 100.0000 | Material | 0 | 0.0000
571930 | A-405-2BHK Internal Flat DB Work | No. | 1.0000 | 1.0000 | 28297 | 20A Single Pole MCB (IH31P0C020) | No. | 8.0000 | 300.0000 | 158.001.001.005.004.003.001.003.005.003. | 300.0000 | Material | 0 | 0.0000
571930 | A-405-2BHK Internal Flat DB Work | No. | 1.0000 | 1.0000 | 28776 | 4 Way TPN DB with tel. compartment IHETPNYV004 | No. | 1.0000 | 118.0000 | 158.001.001.005.004.003.001.003.005.003. | 100.0000 | Material | 45 | 18.0000 | C+S GST 18% I/P RD
571930 | A-405-2BHK Internal Flat DB Work | No. | 1.0000 | 1.0000 | 28545 | 40 AMP RCCB 4 Pole 30ma IH3R440030 | No. | 1.0000 | 118.0000 | 158.001.001.005.004.003.001.003.005.003. | 100.0000 | Material | 45 | 18.0000 | C+S GST 18% I/P RD
606888 | A-405-2BHK Int. Flat Switch Socket Material | No. | 1.0000 | 1.0000 | 5238 | 16A 1way switch w indi.(572063 | No. | 8.0000 | 127.5800 | 158.001.001.005.004.003.001.003.005.004. | 0.0000 | Material | 0 | 0.0000
606888 | A-405-2BHK Int. Flat Switch Socket Material | No. | 1.0000 | 1.0000 | 8655 | 16A socket (573471) | No. | 10.0000 | 254.0000 | 158.001.001.005.004.003.001.003.005.004. | 254.0000 | Material | 0 | 0.0000
606888 | A-405-2BHK Int. Flat Switch Socket Material | No. | 1.0000 | 1.0000 | 793 | 6 A Bell Push (573413) | No. | 1.0000 | 22.0500 | 158.001.001.005.004.003.001.003.005.004. | 0.0000 | Material | 0 | 0.0000
606888 | A-405-2BHK Int. Flat Switch Socket Material | No. | 1.0000 | 1.0000 | 7294 | 6A 2 Way Switch (573402) | No. | 4.0000 | 130.0000 | 158.001.001.005.004.003.001.003.005.004. | 0.0000 | Material | 0 | 0.0000
606888 | A-405-2BHK Int. Flat Switch Socket Material | No. | 1.0000 | 1.0000 | 28162 | 6A 3Pin Socket (573424) | No. | 25.0000 | 290.0000 | 158.001.001.005.004.003.001.003.005.004. | 290.0000 | Material | 0 | 0.0000
606888 | A-405-2BHK Int. Flat Switch Socket Material | No. | 1.0000 | 1.0000 | 5240 | 6A One way Switch (573400) | No. | 51.0000 | 72.7600 | 158.001.001.005.004.003.001.003.005.004. | 0.0000 | Material | 0 | 0.0000
606888 | A-405-2BHK Int. Flat Switch Socket Material | No. | 1.0000 | 1.0000 | 2556 | Angle Holder | No. | 5.0000 | 28.0000 | 158.001.001.005.004.003.001.003.005.004. | 0.0000 | Material | 0 | 0.0000
606888 | A-405-2BHK Int. Flat Switch Socket Material | No. | 1.0000 | 1.0000 | 5244 | Blank Plate 1m (573449) | No. | 9.0000 | 19.8400 | 158.001.001.005.004.003.001.003.005.004. | 0.0000 | Material | 0 | 0.0000
606888 | A-405-2BHK Int. Flat Switch Socket Material | No. | 1.0000 | 1.0000 | 1714 | Connector | No. | 4.0000 | 9.0000 | 158.001.001.005.004.003.001.003.005.004. | 0.0000 | Material | 0 | 0.0000
606888 | A-405-2BHK Int. Flat Switch Socket Material | No. | 1.0000 | 1.0000 | 6758 | Fan Step Reg (573469) | No. | 6.0000 | 432.3400 | 158.001.001.005.004.003.001.003.005.004. | 0.0000 | Material | 0 | 0.0000
606888 | A-405-2BHK Int. Flat Switch Socket Material | No. | 1.0000 | 1.0000 | 3287 | Round Plate 4" - No. | No. | 38.0000 | 9.0000 | 158.001.001.005.004.003.001.003.005.004. | 0.0000 | Material | 0 | 0.0000
606888 | A-405-2BHK Int. Flat Switch Socket Material | No. | 1.0000 | 1.0000 | 9555 | Round Plate 6" | No. | 6.0000 | 6.0000 | 158.001.001.005.004.003.001.003.005.004. | 0.0000 | Material | 0 | 0.0000
606888 | A-405-2BHK Int. Flat Switch Socket Material | No. | 1.0000 | 1.0000 | 6757 | T.V. Socket (573425) | No. | 3.0000 | 83.1600 | 158.001.001.005.004.003.001.003.005.004. | 0.0000 | Material | 0 | 0.0000
606888 | A-405-2BHK Int. Flat Switch Socket Material | No. | 1.0000 | 1.0000 | 5242 | Tel. Socket 1mod (573426) | No. | 1.0000 | 79.3800 | 158.001.001.005.004.003.001.003.005.004. | 0.0000 | Material | 0 | 0.0000
667561 | A-405-2BHK Internal Flat Wiring. | No. | 1.0000 | 1.0000 | 23458 | 2 Pair telephone cable | Mtrs | 8.5000 | 50.0000 | 158.001.001.005.004.003.001.003.005.005. | 50.0000 | Material | 0 | 0.0000
667561 | A-405-2BHK Internal Flat Wiring. | No. | 1.0000 | 1.0000 | 12468 | PVC Copper Wire 1.5 Sqmm black | Mtrs | 82.5000 | 8.8600 | 158.001.001.005.004.003.001.003.005.005. | 8.8600 | Material | 0 | 0.0000
667561 | A-405-2BHK Internal Flat Wiring. | No. | 1.0000 | 1.0000 | 12530 | PVC Copper Wire 1.5 Sqmm blue | Mtrs | 82.0000 | 8.8600 | 158.001.001.005.004.003.001.003.005.005. | 8.8600 | Material | 0 | 0.0000
667561 | A-405-2BHK Internal Flat Wiring. | No. | 1.0000 | 1.0000 | 12469 | PVC Copper Wire 1.5 Sqmm green | Mtrs | 78.9800 | 8.8700 | 158.001.001.005.004.003.001.003.005.005. | 0.0000 | Material | 0 | 0.0000
667561 | A-405-2BHK Internal Flat Wiring. | No. | 1.0000 | 1.0000 | 26439 | PVC Copper Wire 1.5 Sqmm Grey | Mtrs | 65.0000 | 100.0000 | 158.001.001.005.004.003.001.003.005.005. | 100.0000 | Material | 0 | 0.0000
667561 | A-405-2BHK Internal Flat Wiring. | No. | 1.0000 | 1.0000 | 12466 | PVC Copper Wire 1.5 Sqmm red | Mtrs | 34.5000 | 8.8700 | 158.001.001.005.004.003.001.003.005.005. | 8.8700 | Material | 0 | 0.0000
667561 | A-405-2BHK Internal Flat Wiring. | No. | 1.0000 | 1.0000 | 12529 | PVC Copper Wire 1.5 Sqmm yellow | Mtrs | 145.5000 | 10.0000 | 158.001.001.005.004.003.001.003.005.005. | 10.0000 | Material | 0 | 0.0000
667561 | A-405-2BHK Internal Flat Wiring. | No. | 1.0000 | 1.0000 | 12471 | PVC Copper Wire 2.5 Sqmm black | Mtrs | 92.0000 | 14.2800 | 158.001.001.005.004.003.001.003.005.005. | 14.2800 | Material | 0 | 0.0000
667561 | A-405-2BHK Internal Flat Wiring. | No. | 1.0000 | 1.0000 | 12527 | PVC Copper Wire 2.5 Sqmm blue | Mtrs | 144.0000 | 14.2800 | 158.001.001.005.004.003.001.003.005.005. | 0.0000 | Material | 0 | 0.0000
667561 | A-405-2BHK Internal Flat Wiring. | No. | 1.0000 | 1.0000 | 12472 | PVC Copper Wire 2.5 Sqmm green | Mtrs | 50.5000 | 14.2800 | 158.001.001.005.004.003.001.003.005.005. | 0.0000 | Material | 0 | 0.0000
667561 | A-405-2BHK Internal Flat Wiring. | No. | 1.0000 | 1.0000 | 12470 | PVC Copper Wire 2.5 Sqmm red | Mtrs | 75.2500 | 14.2800 | 158.001.001.005.004.003.001.003.005.005. | 0.0000 | Material | 0 | 0.0000
667561 | A-405-2BHK Internal Flat Wiring. | No. | 1.0000 | 1.0000 | 12528 | PVC Copper Wire 2.5 Sqmm yellow | Mtrs | 22.0000 | 14.2800 | 158.001.001.005.004.003.001.003.005.005. | 14.2800 | Material | 0 | 0.0000
667561 | A-405-2BHK Internal Flat Wiring. | No. | 1.0000 | 1.0000 | 12475 | PVC Copper Wire 4 Sqmm black | Mtrs | 76.5000 | 21.1200 | 158.001.001.005.004.003.001.003.005.005. | 0.0000 | Material | 0 | 0.0000
667561 | A-405-2BHK Internal Flat Wiring. | No. | 1.0000 | 1.0000 | 13068 | PVC Copper Wire 4 Sqmm blue | Mtrs | 144.0000 | 10.0000 | 158.001.001.005.004.003.001.003.005.005. | 0.0000 | Material | 0 | 0.0000
667561 | A-405-2BHK Internal Flat Wiring. | No. | 1.0000 | 1.0000 | 12474 | PVC Copper Wire 4 Sqmm red | Mtrs | 73.5000 | 21.1200 | 158.001.001.005.004.003.001.003.005.005. | 0.0000 | Material | 0 | 0.0000
667561 | A-405-2BHK Internal Flat Wiring. | No. | 1.0000 | 1.0000 | 13067 | PVC Copper Wire 4 Sqmm yellow | Mtrs | 84.5000 | 10.0000 | 158.001.001.005.004.003.001.003.005.005. | 0.0000 | Material | 0 | 0.0000
667561 | A-405-2BHK Internal Flat Wiring. | No. | 1.0000 | 1.0000 | 1010 | RG-6 Co-Axial Cable | Mtrs | 19.0000 | 14.3900 | 158.001.001.005.004.003.001.003.005.005. | 0.0000 | Material | 0 | 0.0000
556914 | A-406-2BHK Internal Electrical work | No. | 1.0000 | 1.0000 | 26454 | 12 Module GI Concealed Box | No. | 2.0000 | 255.0000 | 158.001.001.005.004.003.001.003.006.001. | 255.0000 | Material | 0 | 0.0000
556914 | A-406-2BHK Internal Electrical work | No. | 1.0000 | 1.0000 | 5245 | 12M Plate (575770) | No. | 0.0000 | 225.8600 | 158.001.001.005.004.003.001.003.006.001. | 0.0000 | Material | 0 | 0.0000
556914 | A-406-2BHK Internal Electrical work | No. | 1.0000 | 1.0000 | 26448 | 2 Module GI Concealed Box | No. | 9.0000 | 75.0000 | 158.001.001.005.004.003.001.003.006.001. | 75.0000 | Material | 0 | 0.0000
556914 | A-406-2BHK Internal Electrical work | No. | 1.0000 | 1.0000 | 5250 | 2M Plate (575710) | No. | 9.0000 | 60.4800 | 158.001.001.005.004.003.001.003.006.001. | 0.0000 | Material | 0 | 0.0000
556914 | A-406-2BHK Internal Electrical work | No. | 1.0000 | 1.0000 | 26449 | 3 Module GI Concealed Box | No. | 11.0000 | 105.0000 | 158.001.001.005.004.003.001.003.006.001. | 105.0000 | Material | 0 | 0.0000
556914 | A-406-2BHK Internal Electrical work | No. | 1.0000 | 1.0000 | 5249 | 3M Plate (575720) | No. | 11.0000 | 68.9800 | 158.001.001.005.004.003.001.003.006.001. | 0.0000 | Material | 0 | 0.0000
556914 | A-406-2BHK Internal Electrical work | No. | 1.0000 | 1.0000 | 26450 | 4 Module GI Concealed Box | No. | 1.0000 | 130.0000 | 158.001.001.005.004.003.001.003.006.001. | 130.0000 | Material | 0 | 0.0000
556914 | A-406-2BHK Internal Electrical work | No. | 1.0000 | 1.0000 | 5248 | 4M Plate (575730) | No. | 1.0000 | 72.7600 | 158.001.001.005.004.003.001.003.006.001. | 0.0000 | Material | 0 | 0.0000
556914 | A-406-2BHK Internal Electrical work | No. | 1.0000 | 1.0000 | 26451 | 6 Module GI Concealed Box | No. | 6.0000 | 160.0000 | 158.001.001.005.004.003.001.003.006.001. | 160.0000 | Material | 0 | 0.0000
556914 | A-406-2BHK Internal Electrical work | No. | 1.0000 | 1.0000 | 5247 | 6M Plate (575740) | No. | 6.0000 | 131.3500 | 158.001.001.005.004.003.001.003.006.001. | 0.0000 | Material | 0 | 0.0000
556914 | A-406-2BHK Internal Electrical work | No. | 1.0000 | 1.0000 | 26452 | 8 Module GI Concealed Box | No. | 4.0000 | 215.0000 | 158.001.001.005.004.003.001.003.006.001. | 215.0000 | Material | 0 | 0.0000
556914 | A-406-2BHK Internal Electrical work | No. | 1.0000 | 1.0000 | 5246 | 8M Hzl Plate (575750) | No. | 4.0000 | 144.5800 | 158.001.001.005.004.003.001.003.006.001. | 0.0000 | Material | 0 | 0.0000
556945 | A-406-2BHK Wall Conduting Material | No. | 1.0000 | 1.0000 | 8482 | Flexible Pipe 3/4" | Mtrs | 3.0000 | 5.2500 | 158.001.001.005.004.003.001.003.006.002. | 0.0000 | Material | 0 | 0.0000
556945 | A-406-2BHK Wall Conduting Material | No. | 1.0000 | 1.0000 | 501 | Nails 3" | Kgs | 0.5000 | 63.0000 | 158.001.001.005.004.003.001.003.006.002. | 0.0000 | Material | 0 | 0.0000
556945 | A-406-2BHK Wall Conduting Material | No. | 1.0000 | 1.0000 | 3246 | PVC 1 way Junction Box 1" | No. | 4.0000 | 18.2000 | 158.001.001.005.004.003.001.003.006.002. | 0.0000 | Material | 0 | 0.0000
556945 | A-406-2BHK Wall Conduting Material | No. | 1.0000 | 1.0000 | 838 | PVC Conduit Bend 1" | No. | 13.0000 | 6.3500 | 158.001.001.005.004.003.001.003.006.002. | 6.3500 | Material | 0 | 0.0000
556945 | A-406-2BHK Wall Conduting Material | No. | 1.0000 | 1.0000 | 837 | PVC Conduit Pipe 1" mtrs | Mtrs | 90.0000 | 18.6000 | 158.001.001.005.004.003.001.003.006.002. | 18.6000 | Material | 0 | 0.0000
571931 | A-406-2BHK Internal Flat DB Work | No. | 1.0000 | 1.0000 | 28289 | 10A Single Pole MCB (IH31P0C010) | No. | 4.0000 | 100.0000 | 158.001.001.005.004.003.001.003.006.003. | 100.0000 | Material | 0 | 0.0000
571931 | A-406-2BHK Internal Flat DB Work | No. | 1.0000 | 1.0000 | 28297 | 20A Single Pole MCB (IH31P0C020) | No. | 8.0000 | 300.0000 | 158.001.001.005.004.003.001.003.006.003. | 300.0000 | Material | 0 | 0.0000
571931 | A-406-2BHK Internal Flat DB Work | No. | 1.0000 | 1.0000 | 28776 | 4 Way TPN DB with tel. compartment IHETPNYV004 | No. | 1.0000 | 118.0000 | 158.001.001.005.004.003.001.003.006.003. | 100.0000 | Material | 45 | 18.0000 | C+S GST 18% I/P RD
571931 | A-406-2BHK Internal Flat DB Work | No. | 1.0000 | 1.0000 | 28545 | 40 AMP RCCB 4 Pole 30ma IH3R440030 | No. | 1.0000 | 118.0000 | 158.001.001.005.004.003.001.003.006.003. | 100.0000 | Material | 45 | 18.0000 | C+S GST 18% I/P RD
606889 | A-406-2BHK Int. Flat Switch Socket Material | No. | 1.0000 | 1.0000 | 5238 | 16A 1way switch w indi.(572063 | No. | 8.0000 | 127.5800 | 158.001.001.005.004.003.001.003.006.004. | 0.0000 | Material | 0 | 0.0000
606889 | A-406-2BHK Int. Flat Switch Socket Material | No. | 1.0000 | 1.0000 | 8655 | 16A socket (573471) | No. | 10.0000 | 254.0000 | 158.001.001.005.004.003.001.003.006.004. | 254.0000 | Material | 0 | 0.0000
606889 | A-406-2BHK Int. Flat Switch Socket Material | No. | 1.0000 | 1.0000 | 793 | 6 A Bell Push (573413) | No. | 1.0000 | 22.0500 | 158.001.001.005.004.003.001.003.006.004. | 0.0000 | Material | 0 | 0.0000
606889 | A-406-2BHK Int. Flat Switch Socket Material | No. | 1.0000 | 1.0000 | 7294 | 6A 2 Way Switch (573402) | No. | 4.0000 | 130.0000 | 158.001.001.005.004.003.001.003.006.004. | 0.0000 | Material | 0 | 0.0000
606889 | A-406-2BHK Int. Flat Switch Socket Material | No. | 1.0000 | 1.0000 | 28162 | 6A 3Pin Socket (573424) | No. | 25.0000 | 290.0000 | 158.001.001.005.004.003.001.003.006.004. | 290.0000 | Material | 0 | 0.0000
606889 | A-406-2BHK Int. Flat Switch Socket Material | No. | 1.0000 | 1.0000 | 5240 | 6A One way Switch (573400) | No. | 51.0000 | 72.7600 | 158.001.001.005.004.003.001.003.006.004. | 0.0000 | Material | 0 | 0.0000
606889 | A-406-2BHK Int. Flat Switch Socket Material | No. | 1.0000 | 1.0000 | 2556 | Angle Holder | No. | 5.0000 | 28.0000 | 158.001.001.005.004.003.001.003.006.004. | 0.0000 | Material | 0 | 0.0000
606889 | A-406-2BHK Int. Flat Switch Socket Material | No. | 1.0000 | 1.0000 | 5244 | Blank Plate 1m (573449) | No. | 9.0000 | 19.8400 | 158.001.001.005.004.003.001.003.006.004. | 0.0000 | Material | 0 | 0.0000
606889 | A-406-2BHK Int. Flat Switch Socket Material | No. | 1.0000 | 1.0000 | 1714 | Connector | No. | 4.0000 | 9.0000 | 158.001.001.005.004.003.001.003.006.004. | 0.0000 | Material | 0 | 0.0000
606889 | A-406-2BHK Int. Flat Switch Socket Material | No. | 1.0000 | 1.0000 | 6758 | Fan Step Reg (573469) | No. | 6.0000 | 432.3400 | 158.001.001.005.004.003.001.003.006.004. | 0.0000 | Material | 0 | 0.0000
606889 | A-406-2BHK Int. Flat Switch Socket Material | No. | 1.0000 | 1.0000 | 3287 | Round Plate 4" - No. | No. | 38.0000 | 9.0000 | 158.001.001.005.004.003.001.003.006.004. | 0.0000 | Material | 0 | 0.0000
606889 | A-406-2BHK Int. Flat Switch Socket Material | No. | 1.0000 | 1.0000 | 9555 | Round Plate 6" | No. | 6.0000 | 6.0000 | 158.001.001.005.004.003.001.003.006.004. | 0.0000 | Material | 0 | 0.0000
606889 | A-406-2BHK Int. Flat Switch Socket Material | No. | 1.0000 | 1.0000 | 6757 | T.V. Socket (573425) | No. | 3.0000 | 83.1600 | 158.001.001.005.004.003.001.003.006.004. | 0.0000 | Material | 0 | 0.0000
606889 | A-406-2BHK Int. Flat Switch Socket Material | No. | 1.0000 | 1.0000 | 5242 | Tel. Socket 1mod (573426) | No. | 1.0000 | 79.3800 | 158.001.001.005.004.003.001.003.006.004. | 0.0000 | Material | 0 | 0.0000
667562 | A-406-2BHK Internal Flat Wiring. | No. | 1.0000 | 1.0000 | 23458 | 2 Pair telephone cable | Mtrs | 8.5000 | 50.0000 | 158.001.001.005.004.003.001.003.006.005. | 50.0000 | Material | 0 | 0.0000
667562 | A-406-2BHK Internal Flat Wiring. | No. | 1.0000 | 1.0000 | 12468 | PVC Copper Wire 1.5 Sqmm black | Mtrs | 82.5000 | 8.8600 | 158.001.001.005.004.003.001.003.006.005. | 8.8600 | Material | 0 | 0.0000
667562 | A-406-2BHK Internal Flat Wiring. | No. | 1.0000 | 1.0000 | 12530 | PVC Copper Wire 1.5 Sqmm blue | Mtrs | 82.0000 | 8.8600 | 158.001.001.005.004.003.001.003.006.005. | 8.8600 | Material | 0 | 0.0000
667562 | A-406-2BHK Internal Flat Wiring. | No. | 1.0000 | 1.0000 | 12469 | PVC Copper Wire 1.5 Sqmm green | Mtrs | 78.9800 | 8.8700 | 158.001.001.005.004.003.001.003.006.005. | 0.0000 | Material | 0 | 0.0000
667562 | A-406-2BHK Internal Flat Wiring. | No. | 1.0000 | 1.0000 | 26439 | PVC Copper Wire 1.5 Sqmm Grey | Mtrs | 65.0000 | 100.0000 | 158.001.001.005.004.003.001.003.006.005. | 100.0000 | Material | 0 | 0.0000
667562 | A-406-2BHK Internal Flat Wiring. | No. | 1.0000 | 1.0000 | 12466 | PVC Copper Wire 1.5 Sqmm red | Mtrs | 34.5000 | 8.8700 | 158.001.001.005.004.003.001.003.006.005. | 8.8700 | Material | 0 | 0.0000
667562 | A-406-2BHK Internal Flat Wiring. | No. | 1.0000 | 1.0000 | 12529 | PVC Copper Wire 1.5 Sqmm yellow | Mtrs | 145.5000 | 10.0000 | 158.001.001.005.004.003.001.003.006.005. | 10.0000 | Material | 0 | 0.0000
667562 | A-406-2BHK Internal Flat Wiring. | No. | 1.0000 | 1.0000 | 12471 | PVC Copper Wire 2.5 Sqmm black | Mtrs | 92.0000 | 14.2800 | 158.001.001.005.004.003.001.003.006.005. | 14.2800 | Material | 0 | 0.0000
667562 | A-406-2BHK Internal Flat Wiring. | No. | 1.0000 | 1.0000 | 12527 | PVC Copper Wire 2.5 Sqmm blue | Mtrs | 144.0000 | 14.2800 | 158.001.001.005.004.003.001.003.006.005. | 0.0000 | Material | 0 | 0.0000
667562 | A-406-2BHK Internal Flat Wiring. | No. | 1.0000 | 1.0000 | 12472 | PVC Copper Wire 2.5 Sqmm green | Mtrs | 50.5000 | 14.2800 | 158.001.001.005.004.003.001.003.006.005. | 0.0000 | Material | 0 | 0.0000
667562 | A-406-2BHK Internal Flat Wiring. | No. | 1.0000 | 1.0000 | 12470 | PVC Copper Wire 2.5 Sqmm red | Mtrs | 75.2500 | 14.2800 | 158.001.001.005.004.003.001.003.006.005. | 0.0000 | Material | 0 | 0.0000
667562 | A-406-2BHK Internal Flat Wiring. | No. | 1.0000 | 1.0000 | 12528 | PVC Copper Wire 2.5 Sqmm yellow | Mtrs | 22.0000 | 14.2800 | 158.001.001.005.004.003.001.003.006.005. | 14.2800 | Material | 0 | 0.0000
667562 | A-406-2BHK Internal Flat Wiring. | No. | 1.0000 | 1.0000 | 12475 | PVC Copper Wire 4 Sqmm black | Mtrs | 76.5000 | 21.1200 | 158.001.001.005.004.003.001.003.006.005. | 0.0000 | Material | 0 | 0.0000
667562 | A-406-2BHK Internal Flat Wiring. | No. | 1.0000 | 1.0000 | 13068 | PVC Copper Wire 4 Sqmm blue | Mtrs | 144.0000 | 10.0000 | 158.001.001.005.004.003.001.003.006.005. | 0.0000 | Material | 0 | 0.0000
667562 | A-406-2BHK Internal Flat Wiring. | No. | 1.0000 | 1.0000 | 12474 | PVC Copper Wire 4 Sqmm red | Mtrs | 73.5000 | 21.1200 | 158.001.001.005.004.003.001.003.006.005. | 0.0000 | Material | 0 | 0.0000
667562 | A-406-2BHK Internal Flat Wiring. | No. | 1.0000 | 1.0000 | 13067 | PVC Copper Wire 4 Sqmm yellow | Mtrs | 84.5000 | 10.0000 | 158.001.001.005.004.003.001.003.006.005. | 0.0000 | Material | 0 | 0.0000
667562 | A-406-2BHK Internal Flat Wiring. | No. | 1.0000 | 1.0000 | 1010 | RG-6 Co-Axial Cable | Mtrs | 19.0000 | 14.3900 | 158.001.001.005.004.003.001.003.006.005. | 0.0000 | Material | 0 | 0.0000
556915 | A-407-2BHK Internal Electrical work | No. | 1.0000 | 1.0000 | 26454 | 12 Module GI Concealed Box | No. | 2.0000 | 255.0000 | 158.001.001.005.004.003.001.003.007.001. | 255.0000 | Material | 0 | 0.0000
556915 | A-407-2BHK Internal Electrical work | No. | 1.0000 | 1.0000 | 5245 | 12M Plate (575770) | No. | 0.0000 | 225.8600 | 158.001.001.005.004.003.001.003.007.001. | 0.0000 | Material | 0 | 0.0000
556915 | A-407-2BHK Internal Electrical work | No. | 1.0000 | 1.0000 | 26448 | 2 Module GI Concealed Box | No. | 9.0000 | 75.0000 | 158.001.001.005.004.003.001.003.007.001. | 75.0000 | Material | 0 | 0.0000
556915 | A-407-2BHK Internal Electrical work | No. | 1.0000 | 1.0000 | 5250 | 2M Plate (575710) | No. | 9.0000 | 60.4800 | 158.001.001.005.004.003.001.003.007.001. | 0.0000 | Material | 0 | 0.0000
556915 | A-407-2BHK Internal Electrical work | No. | 1.0000 | 1.0000 | 26449 | 3 Module GI Concealed Box | No. | 11.0000 | 105.0000 | 158.001.001.005.004.003.001.003.007.001. | 105.0000 | Material | 0 | 0.0000
556915 | A-407-2BHK Internal Electrical work | No. | 1.0000 | 1.0000 | 5249 | 3M Plate (575720) | No. | 11.0000 | 68.9800 | 158.001.001.005.004.003.001.003.007.001. | 0.0000 | Material | 0 | 0.0000
556915 | A-407-2BHK Internal Electrical work | No. | 1.0000 | 1.0000 | 26450 | 4 Module GI Concealed Box | No. | 1.0000 | 130.0000 | 158.001.001.005.004.003.001.003.007.001. | 130.0000 | Material | 0 | 0.0000
556915 | A-407-2BHK Internal Electrical work | No. | 1.0000 | 1.0000 | 5248 | 4M Plate (575730) | No. | 1.0000 | 72.7600 | 158.001.001.005.004.003.001.003.007.001. | 0.0000 | Material | 0 | 0.0000
556915 | A-407-2BHK Internal Electrical work | No. | 1.0000 | 1.0000 | 26451 | 6 Module GI Concealed Box | No. | 6.0000 | 160.0000 | 158.001.001.005.004.003.001.003.007.001. | 160.0000 | Material | 0 | 0.0000
556915 | A-407-2BHK Internal Electrical work | No. | 1.0000 | 1.0000 | 5247 | 6M Plate (575740) | No. | 6.0000 | 131.3500 | 158.001.001.005.004.003.001.003.007.001. | 0.0000 | Material | 0 | 0.0000
556915 | A-407-2BHK Internal Electrical work | No. | 1.0000 | 1.0000 | 26452 | 8 Module GI Concealed Box | No. | 4.0000 | 215.0000 | 158.001.001.005.004.003.001.003.007.001. | 215.0000 | Material | 0 | 0.0000
556915 | A-407-2BHK Internal Electrical work | No. | 1.0000 | 1.0000 | 5246 | 8M Hzl Plate (575750) | No. | 4.0000 | 144.5800 | 158.001.001.005.004.003.001.003.007.001. | 0.0000 | Material | 0 | 0.0000
556946 | A-407-2BHK Wall Conduting Material | No. | 1.0000 | 1.0000 | 8482 | Flexible Pipe 3/4" | Mtrs | 3.0000 | 5.2500 | 158.001.001.005.004.003.001.003.007.002. | 0.0000 | Material | 0 | 0.0000
556946 | A-407-2BHK Wall Conduting Material | No. | 1.0000 | 1.0000 | 501 | Nails 3" | Kgs | 0.5000 | 63.0000 | 158.001.001.005.004.003.001.003.007.002. | 0.0000 | Material | 0 | 0.0000
556946 | A-407-2BHK Wall Conduting Material | No. | 1.0000 | 1.0000 | 3246 | PVC 1 way Junction Box 1" | No. | 4.0000 | 18.2000 | 158.001.001.005.004.003.001.003.007.002. | 0.0000 | Material | 0 | 0.0000
556946 | A-407-2BHK Wall Conduting Material | No. | 1.0000 | 1.0000 | 838 | PVC Conduit Bend 1" | No. | 13.0000 | 6.3500 | 158.001.001.005.004.003.001.003.007.002. | 6.3500 | Material | 0 | 0.0000
556946 | A-407-2BHK Wall Conduting Material | No. | 1.0000 | 1.0000 | 837 | PVC Conduit Pipe 1" mtrs | Mtrs | 90.0000 | 18.6000 | 158.001.001.005.004.003.001.003.007.002. | 18.6000 | Material | 0 | 0.0000
571932 | A-407-2BHK Internal Flat DB Work | No. | 1.0000 | 1.0000 | 28289 | 10A Single Pole MCB (IH31P0C010) | No. | 4.0000 | 100.0000 | 158.001.001.005.004.003.001.003.007.003. | 100.0000 | Material | 0 | 0.0000
571932 | A-407-2BHK Internal Flat DB Work | No. | 1.0000 | 1.0000 | 28297 | 20A Single Pole MCB (IH31P0C020) | No. | 8.0000 | 300.0000 | 158.001.001.005.004.003.001.003.007.003. | 300.0000 | Material | 0 | 0.0000
571932 | A-407-2BHK Internal Flat DB Work | No. | 1.0000 | 1.0000 | 28776 | 4 Way TPN DB with tel. compartment IHETPNYV004 | No. | 1.0000 | 118.0000 | 158.001.001.005.004.003.001.003.007.003. | 100.0000 | Material | 45 | 18.0000 | C+S GST 18% I/P RD
571932 | A-407-2BHK Internal Flat DB Work | No. | 1.0000 | 1.0000 | 28545 | 40 AMP RCCB 4 Pole 30ma IH3R440030 | No. | 1.0000 | 118.0000 | 158.001.001.005.004.003.001.003.007.003. | 100.0000 | Material | 45 | 18.0000 | C+S GST 18% I/P RD
606890 | A-407-2BHK Int. Flat Switch Socket Material | No. | 1.0000 | 1.0000 | 5238 | 16A 1way switch w indi.(572063 | No. | 8.0000 | 127.5800 | 158.001.001.005.004.003.001.003.007.004. | 0.0000 | Material | 0 | 0.0000
606890 | A-407-2BHK Int. Flat Switch Socket Material | No. | 1.0000 | 1.0000 | 8655 | 16A socket (573471) | No. | 10.0000 | 254.0000 | 158.001.001.005.004.003.001.003.007.004. | 254.0000 | Material | 0 | 0.0000
606890 | A-407-2BHK Int. Flat Switch Socket Material | No. | 1.0000 | 1.0000 | 793 | 6 A Bell Push (573413) | No. | 1.0000 | 22.0500 | 158.001.001.005.004.003.001.003.007.004. | 0.0000 | Material | 0 | 0.0000
606890 | A-407-2BHK Int. Flat Switch Socket Material | No. | 1.0000 | 1.0000 | 7294 | 6A 2 Way Switch (573402) | No. | 4.0000 | 130.0000 | 158.001.001.005.004.003.001.003.007.004. | 0.0000 | Material | 0 | 0.0000
606890 | A-407-2BHK Int. Flat Switch Socket Material | No. | 1.0000 | 1.0000 | 28162 | 6A 3Pin Socket (573424) | No. | 25.0000 | 290.0000 | 158.001.001.005.004.003.001.003.007.004. | 290.0000 | Material | 0 | 0.0000
606890 | A-407-2BHK Int. Flat Switch Socket Material | No. | 1.0000 | 1.0000 | 5240 | 6A One way Switch (573400) | No. | 51.0000 | 72.7600 | 158.001.001.005.004.003.001.003.007.004. | 0.0000 | Material | 0 | 0.0000
606890 | A-407-2BHK Int. Flat Switch Socket Material | No. | 1.0000 | 1.0000 | 2556 | Angle Holder | No. | 5.0000 | 28.0000 | 158.001.001.005.004.003.001.003.007.004. | 0.0000 | Material | 0 | 0.0000
606890 | A-407-2BHK Int. Flat Switch Socket Material | No. | 1.0000 | 1.0000 | 5244 | Blank Plate 1m (573449) | No. | 9.0000 | 19.8400 | 158.001.001.005.004.003.001.003.007.004. | 0.0000 | Material | 0 | 0.0000
606890 | A-407-2BHK Int. Flat Switch Socket Material | No. | 1.0000 | 1.0000 | 1714 | Connector | No. | 4.0000 | 9.0000 | 158.001.001.005.004.003.001.003.007.004. | 0.0000 | Material | 0 | 0.0000
606890 | A-407-2BHK Int. Flat Switch Socket Material | No. | 1.0000 | 1.0000 | 6758 | Fan Step Reg (573469) | No. | 6.0000 | 432.3400 | 158.001.001.005.004.003.001.003.007.004. | 0.0000 | Material | 0 | 0.0000
606890 | A-407-2BHK Int. Flat Switch Socket Material | No. | 1.0000 | 1.0000 | 3287 | Round Plate 4" - No. | No. | 38.0000 | 9.0000 | 158.001.001.005.004.003.001.003.007.004. | 0.0000 | Material | 0 | 0.0000
606890 | A-407-2BHK Int. Flat Switch Socket Material | No. | 1.0000 | 1.0000 | 9555 | Round Plate 6" | No. | 6.0000 | 6.0000 | 158.001.001.005.004.003.001.003.007.004. | 0.0000 | Material | 0 | 0.0000
606890 | A-407-2BHK Int. Flat Switch Socket Material | No. | 1.0000 | 1.0000 | 6757 | T.V. Socket (573425) | No. | 3.0000 | 83.1600 | 158.001.001.005.004.003.001.003.007.004. | 0.0000 | Material | 0 | 0.0000
606890 | A-407-2BHK Int. Flat Switch Socket Material | No. | 1.0000 | 1.0000 | 5242 | Tel. Socket 1mod (573426) | No. | 1.0000 | 79.3800 | 158.001.001.005.004.003.001.003.007.004. | 0.0000 | Material | 0 | 0.0000
667563 | A-407-2BHK Internal Flat Wiring. | No. | 1.0000 | 1.0000 | 23458 | 2 Pair telephone cable | Mtrs | 8.5000 | 50.0000 | 158.001.001.005.004.003.001.003.007.005. | 50.0000 | Material | 0 | 0.0000
667563 | A-407-2BHK Internal Flat Wiring. | No. | 1.0000 | 1.0000 | 12468 | PVC Copper Wire 1.5 Sqmm black | Mtrs | 82.5000 | 8.8600 | 158.001.001.005.004.003.001.003.007.005. | 8.8600 | Material | 0 | 0.0000
667563 | A-407-2BHK Internal Flat Wiring. | No. | 1.0000 | 1.0000 | 12530 | PVC Copper Wire 1.5 Sqmm blue | Mtrs | 82.0000 | 8.8600 | 158.001.001.005.004.003.001.003.007.005. | 8.8600 | Material | 0 | 0.0000
667563 | A-407-2BHK Internal Flat Wiring. | No. | 1.0000 | 1.0000 | 12469 | PVC Copper Wire 1.5 Sqmm green | Mtrs | 78.9800 | 8.8700 | 158.001.001.005.004.003.001.003.007.005. | 0.0000 | Material | 0 | 0.0000
667563 | A-407-2BHK Internal Flat Wiring. | No. | 1.0000 | 1.0000 | 26439 | PVC Copper Wire 1.5 Sqmm Grey | Mtrs | 65.0000 | 100.0000 | 158.001.001.005.004.003.001.003.007.005. | 100.0000 | Material | 0 | 0.0000
667563 | A-407-2BHK Internal Flat Wiring. | No. | 1.0000 | 1.0000 | 12466 | PVC Copper Wire 1.5 Sqmm red | Mtrs | 34.5000 | 8.8700 | 158.001.001.005.004.003.001.003.007.005. | 8.8700 | Material | 0 | 0.0000
667563 | A-407-2BHK Internal Flat Wiring. | No. | 1.0000 | 1.0000 | 12529 | PVC Copper Wire 1.5 Sqmm yellow | Mtrs | 145.5000 | 10.0000 | 158.001.001.005.004.003.001.003.007.005. | 10.0000 | Material | 0 | 0.0000
667563 | A-407-2BHK Internal Flat Wiring. | No. | 1.0000 | 1.0000 | 12471 | PVC Copper Wire 2.5 Sqmm black | Mtrs | 92.0000 | 14.2800 | 158.001.001.005.004.003.001.003.007.005. | 14.2800 | Material | 0 | 0.0000
667563 | A-407-2BHK Internal Flat Wiring. | No. | 1.0000 | 1.0000 | 12527 | PVC Copper Wire 2.5 Sqmm blue | Mtrs | 144.0000 | 14.2800 | 158.001.001.005.004.003.001.003.007.005. | 0.0000 | Material | 0 | 0.0000
667563 | A-407-2BHK Internal Flat Wiring. | No. | 1.0000 | 1.0000 | 12472 | PVC Copper Wire 2.5 Sqmm green | Mtrs | 50.5000 | 14.2800 | 158.001.001.005.004.003.001.003.007.005. | 0.0000 | Material | 0 | 0.0000
667563 | A-407-2BHK Internal Flat Wiring. | No. | 1.0000 | 1.0000 | 12470 | PVC Copper Wire 2.5 Sqmm red | Mtrs | 75.2500 | 14.2800 | 158.001.001.005.004.003.001.003.007.005. | 0.0000 | Material | 0 | 0.0000
667563 | A-407-2BHK Internal Flat Wiring. | No. | 1.0000 | 1.0000 | 12528 | PVC Copper Wire 2.5 Sqmm yellow | Mtrs | 22.0000 | 14.2800 | 158.001.001.005.004.003.001.003.007.005. | 14.2800 | Material | 0 | 0.0000
667563 | A-407-2BHK Internal Flat Wiring. | No. | 1.0000 | 1.0000 | 12475 | PVC Copper Wire 4 Sqmm black | Mtrs | 76.5000 | 21.1200 | 158.001.001.005.004.003.001.003.007.005. | 0.0000 | Material | 0 | 0.0000
667563 | A-407-2BHK Internal Flat Wiring. | No. | 1.0000 | 1.0000 | 13068 | PVC Copper Wire 4 Sqmm blue | Mtrs | 144.0000 | 10.0000 | 158.001.001.005.004.003.001.003.007.005. | 0.0000 | Material | 0 | 0.0000
667563 | A-407-2BHK Internal Flat Wiring. | No. | 1.0000 | 1.0000 | 12474 | PVC Copper Wire 4 Sqmm red | Mtrs | 73.5000 | 21.1200 | 158.001.001.005.004.003.001.003.007.005. | 0.0000 | Material | 0 | 0.0000
667563 | A-407-2BHK Internal Flat Wiring. | No. | 1.0000 | 1.0000 | 13067 | PVC Copper Wire 4 Sqmm yellow | Mtrs | 84.5000 | 10.0000 | 158.001.001.005.004.003.001.003.007.005. | 0.0000 | Material | 0 | 0.0000
667563 | A-407-2BHK Internal Flat Wiring. | No. | 1.0000 | 1.0000 | 1010 | RG-6 Co-Axial Cable | Mtrs | 19.0000 | 14.3900 | 158.001.001.005.004.003.001.003.007.005. | 0.0000 | Material | 0 | 0.0000
556916 | A-408-3BHK Internal Electrical work | No. | 1.0000 | 1.0000 | 26454 | 12 Module GI Concealed Box | No. | 2.0000 | 255.0000 | 158.001.001.005.004.003.001.003.008.001. | 255.0000 | Material | 0 | 0.0000
556916 | A-408-3BHK Internal Electrical work | No. | 1.0000 | 1.0000 | 5245 | 12M Plate (575770) | No. | 0.0000 | 225.8600 | 158.001.001.005.004.003.001.003.008.001. | 0.0000 | Material | 0 | 0.0000
556916 | A-408-3BHK Internal Electrical work | No. | 1.0000 | 1.0000 | 26448 | 2 Module GI Concealed Box | No. | 13.0000 | 75.0000 | 158.001.001.005.004.003.001.003.008.001. | 75.0000 | Material | 0 | 0.0000
556916 | A-408-3BHK Internal Electrical work | No. | 1.0000 | 1.0000 | 5250 | 2M Plate (575710) | No. | 13.0000 | 60.4800 | 158.001.001.005.004.003.001.003.008.001. | 0.0000 | Material | 0 | 0.0000
556916 | A-408-3BHK Internal Electrical work | No. | 1.0000 | 1.0000 | 26449 | 3 Module GI Concealed Box | No. | 10.0000 | 105.0000 | 158.001.001.005.004.003.001.003.008.001. | 105.0000 | Material | 0 | 0.0000
556916 | A-408-3BHK Internal Electrical work | No. | 1.0000 | 1.0000 | 5249 | 3M Plate (575720) | No. | 10.0000 | 68.9800 | 158.001.001.005.004.003.001.003.008.001. | 0.0000 | Material | 0 | 0.0000
556916 | A-408-3BHK Internal Electrical work | No. | 1.0000 | 1.0000 | 26450 | 4 Module GI Concealed Box | No. | 4.0000 | 130.0000 | 158.001.001.005.004.003.001.003.008.001. | 130.0000 | Material | 0 | 0.0000
556916 | A-408-3BHK Internal Electrical work | No. | 1.0000 | 1.0000 | 5248 | 4M Plate (575730) | No. | 4.0000 | 72.7600 | 158.001.001.005.004.003.001.003.008.001. | 0.0000 | Material | 0 | 0.0000
556916 | A-408-3BHK Internal Electrical work | No. | 1.0000 | 1.0000 | 26451 | 6 Module GI Concealed Box | No. | 8.0000 | 160.0000 | 158.001.001.005.004.003.001.003.008.001. | 160.0000 | Material | 0 | 0.0000
556916 | A-408-3BHK Internal Electrical work | No. | 1.0000 | 1.0000 | 5247 | 6M Plate (575740) | No. | 8.0000 | 131.3500 | 158.001.001.005.004.003.001.003.008.001. | 0.0000 | Material | 0 | 0.0000
556916 | A-408-3BHK Internal Electrical work | No. | 1.0000 | 1.0000 | 26452 | 8 Module GI Concealed Box | No. | 5.0000 | 215.0000 | 158.001.001.005.004.003.001.003.008.001. | 215.0000 | Material | 0 | 0.0000
556916 | A-408-3BHK Internal Electrical work | No. | 1.0000 | 1.0000 | 5246 | 8M Hzl Plate (575750) | No. | 5.0000 | 144.5800 | 158.001.001.005.004.003.001.003.008.001. | 0.0000 | Material | 0 | 0.0000
556947 | A-408-3BHK Wall Conduting Material | No. | 1.0000 | 1.0000 | 8482 | Flexible Pipe 3/4" | Mtrs | 3.0000 | 5.2500 | 158.001.001.005.004.003.001.003.008.002. | 0.0000 | Material | 0 | 0.0000
556947 | A-408-3BHK Wall Conduting Material | No. | 1.0000 | 1.0000 | 501 | Nails 3" | Kgs | 0.5000 | 63.0000 | 158.001.001.005.004.003.001.003.008.002. | 0.0000 | Material | 0 | 0.0000
556947 | A-408-3BHK Wall Conduting Material | No. | 1.0000 | 1.0000 | 3246 | PVC 1 way Junction Box 1" | No. | 6.0000 | 18.2000 | 158.001.001.005.004.003.001.003.008.002. | 0.0000 | Material | 0 | 0.0000
556947 | A-408-3BHK Wall Conduting Material | No. | 1.0000 | 1.0000 | 838 | PVC Conduit Bend 1" | No. | 15.0000 | 6.3500 | 158.001.001.005.004.003.001.003.008.002. | 6.3500 | Material | 0 | 0.0000
556947 | A-408-3BHK Wall Conduting Material | No. | 1.0000 | 1.0000 | 837 | PVC Conduit Pipe 1" mtrs | Mtrs | 105.0000 | 18.6000 | 158.001.001.005.004.003.001.003.008.002. | 18.6000 | Material | 0 | 0.0000
571933 | A-408-3BHK Internal Flat DB Work | No. | 1.0000 | 1.0000 | 28289 | 10A Single Pole MCB (IH31P0C010) | No. | 3.0000 | 100.0000 | 158.001.001.005.004.003.001.003.008.003. | 100.0000 | Material | 0 | 0.0000
571933 | A-408-3BHK Internal Flat DB Work | No. | 1.0000 | 1.0000 | 28297 | 20A Single Pole MCB (IH31P0C020) | No. | 9.0000 | 300.0000 | 158.001.001.005.004.003.001.003.008.003. | 300.0000 | Material | 0 | 0.0000
571933 | A-408-3BHK Internal Flat DB Work | No. | 1.0000 | 1.0000 | 28545 | 40 AMP RCCB 4 Pole 30ma IH3R440030 | No. | 1.0000 | 118.0000 | 158.001.001.005.004.003.001.003.008.003. | 100.0000 | Material | 45 | 18.0000 | C+S GST 18% I/P RD
571933 | A-408-3BHK Internal Flat DB Work | No. | 1.0000 | 1.0000 | 28777 | 6 Way TPN DB with tel. compartment IHETPNTV006 | No. | 1.0000 | 118.0000 | 158.001.001.005.004.003.001.003.008.003. | 100.0000 | Material | 45 | 18.0000 | C+S GST 18% I/P RD
606860 | A-408-3BHK Int. Flat Switch Socket Material | No. | 1.0000 | 1.0000 | 5238 | 16A 1way switch w indi.(572063 | No. | 12.0000 | 127.5800 | 158.001.001.005.004.003.001.003.008.004. | 0.0000 | Material | 0 | 0.0000
606860 | A-408-3BHK Int. Flat Switch Socket Material | No. | 1.0000 | 1.0000 | 8655 | 16A socket (573471) | No. | 12.0000 | 254.0000 | 158.001.001.005.004.003.001.003.008.004. | 254.0000 | Material | 0 | 0.0000
606860 | A-408-3BHK Int. Flat Switch Socket Material | No. | 1.0000 | 1.0000 | 793 | 6 A Bell Push (573413) | No. | 1.0000 | 22.0500 | 158.001.001.005.004.003.001.003.008.004. | 0.0000 | Material | 0 | 0.0000
606860 | A-408-3BHK Int. Flat Switch Socket Material | No. | 1.0000 | 1.0000 | 7294 | 6A 2 Way Switch (573402) | No. | 6.0000 | 130.0000 | 158.001.001.005.004.003.001.003.008.004. | 0.0000 | Material | 0 | 0.0000
606860 | A-408-3BHK Int. Flat Switch Socket Material | No. | 1.0000 | 1.0000 | 28162 | 6A 3Pin Socket (573424) | No. | 30.0000 | 290.0000 | 158.001.001.005.004.003.001.003.008.004. | 290.0000 | Material | 0 | 0.0000
606860 | A-408-3BHK Int. Flat Switch Socket Material | No. | 1.0000 | 1.0000 | 5240 | 6A One way Switch (573400) | No. | 61.0000 | 72.7600 | 158.001.001.005.004.003.001.003.008.004. | 0.0000 | Material | 0 | 0.0000
606860 | A-408-3BHK Int. Flat Switch Socket Material | No. | 1.0000 | 1.0000 | 2556 | Angle Holder | No. | 6.0000 | 28.0000 | 158.001.001.005.004.003.001.003.008.004. | 0.0000 | Material | 0 | 0.0000
606860 | A-408-3BHK Int. Flat Switch Socket Material | No. | 1.0000 | 1.0000 | 5244 | Blank Plate 1m (573449) | No. | 9.0000 | 19.8400 | 158.001.001.005.004.003.001.003.008.004. | 0.0000 | Material | 0 | 0.0000
606860 | A-408-3BHK Int. Flat Switch Socket Material | No. | 1.0000 | 1.0000 | 1714 | Connector | No. | 5.0000 | 9.0000 | 158.001.001.005.004.003.001.003.008.004. | 0.0000 | Material | 0 | 0.0000
606860 | A-408-3BHK Int. Flat Switch Socket Material | No. | 1.0000 | 1.0000 | 6758 | Fan Step Reg (573469) | No. | 7.0000 | 432.3400 | 158.001.001.005.004.003.001.003.008.004. | 0.0000 | Material | 0 | 0.0000
606860 | A-408-3BHK Int. Flat Switch Socket Material | No. | 1.0000 | 1.0000 | 3287 | Round Plate 4" - No. | No. | 44.0000 | 9.0000 | 158.001.001.005.004.003.001.003.008.004. | 0.0000 | Material | 0 | 0.0000
606860 | A-408-3BHK Int. Flat Switch Socket Material | No. | 1.0000 | 1.0000 | 9555 | Round Plate 6" | No. | 7.0000 | 6.0000 | 158.001.001.005.004.003.001.003.008.004. | 0.0000 | Material | 0 | 0.0000
606860 | A-408-3BHK Int. Flat Switch Socket Material | No. | 1.0000 | 1.0000 | 6757 | T.V. Socket (573425) | No. | 4.0000 | 83.1600 | 158.001.001.005.004.003.001.003.008.004. | 0.0000 | Material | 0 | 0.0000
606860 | A-408-3BHK Int. Flat Switch Socket Material | No. | 1.0000 | 1.0000 | 5242 | Tel. Socket 1mod (573426) | No. | 1.0000 | 79.3800 | 158.001.001.005.004.003.001.003.008.004. | 0.0000 | Material | 0 | 0.0000
667564 | A-408-3BHK 3BHK Internal Flat Wiring. | No. | 1.0000 | 1.0000 | 23458 | 2 Pair telephone cable | Mtrs | 9.7500 | 50.0000 | 158.001.001.005.004.003.001.003.008.005. | 50.0000 | Material | 0 | 0.0000
667564 | A-408-3BHK 3BHK Internal Flat Wiring. | No. | 1.0000 | 1.0000 | 12468 | PVC Copper Wire 1.5 Sqmm black | Mtrs | 108.0000 | 8.8600 | 158.001.001.005.004.003.001.003.008.005. | 8.8600 | Material | 0 | 0.0000
667564 | A-408-3BHK 3BHK Internal Flat Wiring. | No. | 1.0000 | 1.0000 | 12530 | PVC Copper Wire 1.5 Sqmm blue | Mtrs | 139.0000 | 8.8600 | 158.001.001.005.004.003.001.003.008.005. | 8.8600 | Material | 0 | 0.0000
667564 | A-408-3BHK 3BHK Internal Flat Wiring. | No. | 1.0000 | 1.0000 | 12469 | PVC Copper Wire 1.5 Sqmm green | Mtrs | 78.9800 | 8.8700 | 158.001.001.005.004.003.001.003.008.005. | 0.0000 | Material | 0 | 0.0000
667564 | A-408-3BHK 3BHK Internal Flat Wiring. | No. | 1.0000 | 1.0000 | 26439 | PVC Copper Wire 1.5 Sqmm Grey | Mtrs | 85.0000 | 100.0000 | 158.001.001.005.004.003.001.003.008.005. | 100.0000 | Material | 0 | 0.0000
667564 | A-408-3BHK 3BHK Internal Flat Wiring. | No. | 1.0000 | 1.0000 | 12466 | PVC Copper Wire 1.5 Sqmm red | Mtrs | 46.0000 | 8.8700 | 158.001.001.005.004.003.001.003.008.005. | 8.8700 | Material | 0 | 0.0000
667564 | A-408-3BHK 3BHK Internal Flat Wiring. | No. | 1.0000 | 1.0000 | 12529 | PVC Copper Wire 1.5 Sqmm yellow | Mtrs | 168.0000 | 10.0000 | 158.001.001.005.004.003.001.003.008.005. | 10.0000 | Material | 0 | 0.0000
667564 | A-408-3BHK 3BHK Internal Flat Wiring. | No. | 1.0000 | 1.0000 | 12471 | PVC Copper Wire 2.5 Sqmm black | Mtrs | 94.0000 | 14.2800 | 158.001.001.005.004.003.001.003.008.005. | 14.2800 | Material | 0 | 0.0000
667564 | A-408-3BHK 3BHK Internal Flat Wiring. | No. | 1.0000 | 1.0000 | 12527 | PVC Copper Wire 2.5 Sqmm blue | Mtrs | 25.0000 | 14.2800 | 158.001.001.005.004.003.001.003.008.005. | 0.0000 | Material | 0 | 0.0000
667564 | A-408-3BHK 3BHK Internal Flat Wiring. | No. | 1.0000 | 1.0000 | 12472 | PVC Copper Wire 2.5 Sqmm green | Mtrs | 104.0000 | 14.2800 | 158.001.001.005.004.003.001.003.008.005. | 0.0000 | Material | 0 | 0.0000
667564 | A-408-3BHK 3BHK Internal Flat Wiring. | No. | 1.0000 | 1.0000 | 12470 | PVC Copper Wire 2.5 Sqmm red | Mtrs | 75.0000 | 14.2800 | 158.001.001.005.004.003.001.003.008.005. | 0.0000 | Material | 0 | 0.0000
667564 | A-408-3BHK 3BHK Internal Flat Wiring. | No. | 1.0000 | 1.0000 | 12528 | PVC Copper Wire 2.5 Sqmm yellow | Mtrs | 35.0000 | 14.2800 | 158.001.001.005.004.003.001.003.008.005. | 14.2800 | Material | 0 | 0.0000
667564 | A-408-3BHK 3BHK Internal Flat Wiring. | No. | 1.0000 | 1.0000 | 12475 | PVC Copper Wire 4 Sqmm black | Mtrs | 109.0000 | 21.1200 | 158.001.001.005.004.003.001.003.008.005. | 0.0000 | Material | 0 | 0.0000
667564 | A-408-3BHK 3BHK Internal Flat Wiring. | No. | 1.0000 | 1.0000 | 13068 | PVC Copper Wire 4 Sqmm blue | Mtrs | 28.0000 | 10.0000 | 158.001.001.005.004.003.001.003.008.005. | 0.0000 | Material | 0 | 0.0000
667564 | A-408-3BHK 3BHK Internal Flat Wiring. | No. | 1.0000 | 1.0000 | 12474 | PVC Copper Wire 4 Sqmm red | Mtrs | 28.0000 | 21.1200 | 158.001.001.005.004.003.001.003.008.005. | 0.0000 | Material | 0 | 0.0000
667564 | A-408-3BHK 3BHK Internal Flat Wiring. | No. | 1.0000 | 1.0000 | 13067 | PVC Copper Wire 4 Sqmm yellow | Mtrs | 59.0000 | 10.0000 | 158.001.001.005.004.003.001.003.008.005. | 0.0000 | Material | 0 | 0.0000
667564 | A-408-3BHK 3BHK Internal Flat Wiring. | No. | 1.0000 | 1.0000 | 1010 | RG-6 Co-Axial Cable | Mtrs | 17.0000 | 14.3900 | 158.001.001.005.004.003.001.003.008.005. | 0.0000 | Material | 0 | 0.0000
556917 | A-501-3BHK Internal Electrical work | No. | 1.0000 | 1.0000 | 26454 | 12 Module GI Concealed Box | No. | 2.0000 | 255.0000 | 158.001.001.005.004.003.001.004.001.001. | 255.0000 | Material | 0 | 0.0000
556917 | A-501-3BHK Internal Electrical work | No. | 1.0000 | 1.0000 | 5245 | 12M Plate (575770) | No. | 0.0000 | 225.8600 | 158.001.001.005.004.003.001.004.001.001. | 0.0000 | Material | 0 | 0.0000
556917 | A-501-3BHK Internal Electrical work | No. | 1.0000 | 1.0000 | 26448 | 2 Module GI Concealed Box | No. | 13.0000 | 75.0000 | 158.001.001.005.004.003.001.004.001.001. | 75.0000 | Material | 0 | 0.0000
556917 | A-501-3BHK Internal Electrical work | No. | 1.0000 | 1.0000 | 5250 | 2M Plate (575710) | No. | 13.0000 | 60.4800 | 158.001.001.005.004.003.001.004.001.001. | 0.0000 | Material | 0 | 0.0000
556917 | A-501-3BHK Internal Electrical work | No. | 1.0000 | 1.0000 | 26449 | 3 Module GI Concealed Box | No. | 10.0000 | 105.0000 | 158.001.001.005.004.003.001.004.001.001. | 105.0000 | Material | 0 | 0.0000
556917 | A-501-3BHK Internal Electrical work | No. | 1.0000 | 1.0000 | 5249 | 3M Plate (575720) | No. | 10.0000 | 68.9800 | 158.001.001.005.004.003.001.004.001.001. | 0.0000 | Material | 0 | 0.0000
556917 | A-501-3BHK Internal Electrical work | No. | 1.0000 | 1.0000 | 26450 | 4 Module GI Concealed Box | No. | 4.0000 | 130.0000 | 158.001.001.005.004.003.001.004.001.001. | 130.0000 | Material | 0 | 0.0000
556917 | A-501-3BHK Internal Electrical work | No. | 1.0000 | 1.0000 | 5248 | 4M Plate (575730) | No. | 4.0000 | 72.7600 | 158.001.001.005.004.003.001.004.001.001. | 0.0000 | Material | 0 | 0.0000
556917 | A-501-3BHK Internal Electrical work | No. | 1.0000 | 1.0000 | 26451 | 6 Module GI Concealed Box | No. | 8.0000 | 160.0000 | 158.001.001.005.004.003.001.004.001.001. | 160.0000 | Material | 0 | 0.0000
556917 | A-501-3BHK Internal Electrical work | No. | 1.0000 | 1.0000 | 5247 | 6M Plate (575740) | No. | 8.0000 | 131.3500 | 158.001.001.005.004.003.001.004.001.001. | 0.0000 | Material | 0 | 0.0000
556917 | A-501-3BHK Internal Electrical work | No. | 1.0000 | 1.0000 | 26452 | 8 Module GI Concealed Box | No. | 5.0000 | 215.0000 | 158.001.001.005.004.003.001.004.001.001. | 215.0000 | Material | 0 | 0.0000
556917 | A-501-3BHK Internal Electrical work | No. | 1.0000 | 1.0000 | 5246 | 8M Hzl Plate (575750) | No. | 5.0000 | 144.5800 | 158.001.001.005.004.003.001.004.001.001. | 0.0000 | Material | 0 | 0.0000
556948 | A-501-3BHK Wall Conduting Material | No. | 1.0000 | 1.0000 | 8482 | Flexible Pipe 3/4" | Mtrs | 3.0000 | 5.2500 | 158.001.001.005.004.003.001.004.001.002. | 0.0000 | Material | 0 | 0.0000
556948 | A-501-3BHK Wall Conduting Material | No. | 1.0000 | 1.0000 | 501 | Nails 3" | Kgs | 0.5000 | 63.0000 | 158.001.001.005.004.003.001.004.001.002. | 0.0000 | Material | 0 | 0.0000
556948 | A-501-3BHK Wall Conduting Material | No. | 1.0000 | 1.0000 | 3246 | PVC 1 way Junction Box 1" | No. | 6.0000 | 18.2000 | 158.001.001.005.004.003.001.004.001.002. | 0.0000 | Material | 0 | 0.0000
556948 | A-501-3BHK Wall Conduting Material | No. | 1.0000 | 1.0000 | 838 | PVC Conduit Bend 1" | No. | 15.0000 | 6.3500 | 158.001.001.005.004.003.001.004.001.002. | 6.3500 | Material | 0 | 0.0000
556948 | A-501-3BHK Wall Conduting Material | No. | 1.0000 | 1.0000 | 837 | PVC Conduit Pipe 1" mtrs | Mtrs | 105.0000 | 18.6000 | 158.001.001.005.004.003.001.004.001.002. | 18.6000 | Material | 0 | 0.0000
571934 | A-501-3BHK Internal Flat DB Work | No. | 1.0000 | 1.0000 | 28289 | 10A Single Pole MCB (IH31P0C010) | No. | 3.0000 | 100.0000 | 158.001.001.005.004.003.001.004.001.003. | 100.0000 | Material | 0 | 0.0000
571934 | A-501-3BHK Internal Flat DB Work | No. | 1.0000 | 1.0000 | 28297 | 20A Single Pole MCB (IH31P0C020) | No. | 9.0000 | 300.0000 | 158.001.001.005.004.003.001.004.001.003. | 300.0000 | Material | 0 | 0.0000
571934 | A-501-3BHK Internal Flat DB Work | No. | 1.0000 | 1.0000 | 28545 | 40 AMP RCCB 4 Pole 30ma IH3R440030 | No. | 1.0000 | 118.0000 | 158.001.001.005.004.003.001.004.001.003. | 100.0000 | Material | 45 | 18.0000 | C+S GST 18% I/P RD
571934 | A-501-3BHK Internal Flat DB Work | No. | 1.0000 | 1.0000 | 28777 | 6 Way TPN DB with tel. compartment IHETPNTV006 | No. | 1.0000 | 118.0000 | 158.001.001.005.004.003.001.004.001.003. | 100.0000 | Material | 45 | 18.0000 | C+S GST 18% I/P RD
606861 | A-501-3BHK Int. Flat Switch Socket Material | No. | 1.0000 | 1.0000 | 5238 | 16A 1way switch w indi.(572063 | No. | 12.0000 | 127.5800 | 158.001.001.005.004.003.001.004.001.004. | 0.0000 | Material | 0 | 0.0000
606861 | A-501-3BHK Int. Flat Switch Socket Material | No. | 1.0000 | 1.0000 | 8655 | 16A socket (573471) | No. | 12.0000 | 254.0000 | 158.001.001.005.004.003.001.004.001.004. | 254.0000 | Material | 0 | 0.0000
606861 | A-501-3BHK Int. Flat Switch Socket Material | No. | 1.0000 | 1.0000 | 793 | 6 A Bell Push (573413) | No. | 1.0000 | 22.0500 | 158.001.001.005.004.003.001.004.001.004. | 0.0000 | Material | 0 | 0.0000
606861 | A-501-3BHK Int. Flat Switch Socket Material | No. | 1.0000 | 1.0000 | 7294 | 6A 2 Way Switch (573402) | No. | 6.0000 | 130.0000 | 158.001.001.005.004.003.001.004.001.004. | 0.0000 | Material | 0 | 0.0000
606861 | A-501-3BHK Int. Flat Switch Socket Material | No. | 1.0000 | 1.0000 | 28162 | 6A 3Pin Socket (573424) | No. | 30.0000 | 290.0000 | 158.001.001.005.004.003.001.004.001.004. | 290.0000 | Material | 0 | 0.0000
606861 | A-501-3BHK Int. Flat Switch Socket Material | No. | 1.0000 | 1.0000 | 5240 | 6A One way Switch (573400) | No. | 61.0000 | 72.7600 | 158.001.001.005.004.003.001.004.001.004. | 0.0000 | Material | 0 | 0.0000
606861 | A-501-3BHK Int. Flat Switch Socket Material | No. | 1.0000 | 1.0000 | 2556 | Angle Holder | No. | 6.0000 | 28.0000 | 158.001.001.005.004.003.001.004.001.004. | 0.0000 | Material | 0 | 0.0000
606861 | A-501-3BHK Int. Flat Switch Socket Material | No. | 1.0000 | 1.0000 | 5244 | Blank Plate 1m (573449) | No. | 9.0000 | 19.8400 | 158.001.001.005.004.003.001.004.001.004. | 0.0000 | Material | 0 | 0.0000
606861 | A-501-3BHK Int. Flat Switch Socket Material | No. | 1.0000 | 1.0000 | 1714 | Connector | No. | 5.0000 | 9.0000 | 158.001.001.005.004.003.001.004.001.004. | 0.0000 | Material | 0 | 0.0000
606861 | A-501-3BHK Int. Flat Switch Socket Material | No. | 1.0000 | 1.0000 | 6758 | Fan Step Reg (573469) | No. | 7.0000 | 432.3400 | 158.001.001.005.004.003.001.004.001.004. | 0.0000 | Material | 0 | 0.0000
606861 | A-501-3BHK Int. Flat Switch Socket Material | No. | 1.0000 | 1.0000 | 3287 | Round Plate 4" - No. | No. | 44.0000 | 9.0000 | 158.001.001.005.004.003.001.004.001.004. | 0.0000 | Material | 0 | 0.0000
606861 | A-501-3BHK Int. Flat Switch Socket Material | No. | 1.0000 | 1.0000 | 9555 | Round Plate 6" | No. | 7.0000 | 6.0000 | 158.001.001.005.004.003.001.004.001.004. | 0.0000 | Material | 0 | 0.0000
606861 | A-501-3BHK Int. Flat Switch Socket Material | No. | 1.0000 | 1.0000 | 6757 | T.V. Socket (573425) | No. | 4.0000 | 83.1600 | 158.001.001.005.004.003.001.004.001.004. | 0.0000 | Material | 0 | 0.0000
606861 | A-501-3BHK Int. Flat Switch Socket Material | No. | 1.0000 | 1.0000 | 5242 | Tel. Socket 1mod (573426) | No. | 1.0000 | 79.3800 | 158.001.001.005.004.003.001.004.001.004. | 0.0000 | Material | 0 | 0.0000
667565 | A-501- 3BHK Internal Flat Wiring. | No. | 1.0000 | 1.0000 | 23458 | 2 Pair telephone cable | Mtrs | 9.7500 | 50.0000 | 158.001.001.005.004.003.001.004.001.005. | 50.0000 | Material | 0 | 0.0000
667565 | A-501- 3BHK Internal Flat Wiring. | No. | 1.0000 | 1.0000 | 12468 | PVC Copper Wire 1.5 Sqmm black | Mtrs | 108.0000 | 8.8600 | 158.001.001.005.004.003.001.004.001.005. | 8.8600 | Material | 0 | 0.0000
667565 | A-501- 3BHK Internal Flat Wiring. | No. | 1.0000 | 1.0000 | 12530 | PVC Copper Wire 1.5 Sqmm blue | Mtrs | 139.0000 | 8.8600 | 158.001.001.005.004.003.001.004.001.005. | 8.8600 | Material | 0 | 0.0000
667565 | A-501- 3BHK Internal Flat Wiring. | No. | 1.0000 | 1.0000 | 12469 | PVC Copper Wire 1.5 Sqmm green | Mtrs | 78.9800 | 8.8700 | 158.001.001.005.004.003.001.004.001.005. | 0.0000 | Material | 0 | 0.0000
667565 | A-501- 3BHK Internal Flat Wiring. | No. | 1.0000 | 1.0000 | 26439 | PVC Copper Wire 1.5 Sqmm Grey | Mtrs | 85.0000 | 100.0000 | 158.001.001.005.004.003.001.004.001.005. | 100.0000 | Material | 0 | 0.0000
667565 | A-501- 3BHK Internal Flat Wiring. | No. | 1.0000 | 1.0000 | 12466 | PVC Copper Wire 1.5 Sqmm red | Mtrs | 46.0000 | 8.8700 | 158.001.001.005.004.003.001.004.001.005. | 8.8700 | Material | 0 | 0.0000
667565 | A-501- 3BHK Internal Flat Wiring. | No. | 1.0000 | 1.0000 | 12529 | PVC Copper Wire 1.5 Sqmm yellow | Mtrs | 168.0000 | 10.0000 | 158.001.001.005.004.003.001.004.001.005. | 10.0000 | Material | 0 | 0.0000
667565 | A-501- 3BHK Internal Flat Wiring. | No. | 1.0000 | 1.0000 | 12471 | PVC Copper Wire 2.5 Sqmm black | Mtrs | 94.0000 | 14.2800 | 158.001.001.005.004.003.001.004.001.005. | 14.2800 | Material | 0 | 0.0000
667565 | A-501- 3BHK Internal Flat Wiring. | No. | 1.0000 | 1.0000 | 12527 | PVC Copper Wire 2.5 Sqmm blue | Mtrs | 25.0000 | 14.2800 | 158.001.001.005.004.003.001.004.001.005. | 0.0000 | Material | 0 | 0.0000
667565 | A-501- 3BHK Internal Flat Wiring. | No. | 1.0000 | 1.0000 | 12472 | PVC Copper Wire 2.5 Sqmm green | Mtrs | 104.0000 | 14.2800 | 158.001.001.005.004.003.001.004.001.005. | 0.0000 | Material | 0 | 0.0000
667565 | A-501- 3BHK Internal Flat Wiring. | No. | 1.0000 | 1.0000 | 12470 | PVC Copper Wire 2.5 Sqmm red | Mtrs | 75.2500 | 14.2800 | 158.001.001.005.004.003.001.004.001.005. | 0.0000 | Material | 0 | 0.0000
667565 | A-501- 3BHK Internal Flat Wiring. | No. | 1.0000 | 1.0000 | 12528 | PVC Copper Wire 2.5 Sqmm yellow | Mtrs | 35.0000 | 14.2800 | 158.001.001.005.004.003.001.004.001.005. | 14.2800 | Material | 0 | 0.0000
667565 | A-501- 3BHK Internal Flat Wiring. | No. | 1.0000 | 1.0000 | 12475 | PVC Copper Wire 4 Sqmm black | Mtrs | 109.0000 | 21.1200 | 158.001.001.005.004.003.001.004.001.005. | 0.0000 | Material | 0 | 0.0000
667565 | A-501- 3BHK Internal Flat Wiring. | No. | 1.0000 | 1.0000 | 13068 | PVC Copper Wire 4 Sqmm blue | Mtrs | 28.0000 | 10.0000 | 158.001.001.005.004.003.001.004.001.005. | 0.0000 | Material | 0 | 0.0000
667565 | A-501- 3BHK Internal Flat Wiring. | No. | 1.0000 | 1.0000 | 12474 | PVC Copper Wire 4 Sqmm red | Mtrs | 28.0000 | 21.1200 | 158.001.001.005.004.003.001.004.001.005. | 0.0000 | Material | 0 | 0.0000
667565 | A-501- 3BHK Internal Flat Wiring. | No. | 1.0000 | 1.0000 | 13067 | PVC Copper Wire 4 Sqmm yellow | Mtrs | 59.0000 | 10.0000 | 158.001.001.005.004.003.001.004.001.005. | 0.0000 | Material | 0 | 0.0000
667565 | A-501- 3BHK Internal Flat Wiring. | No. | 1.0000 | 1.0000 | 1010 | RG-6 Co-Axial Cable | Mtrs | 17.0000 | 14.3900 | 158.001.001.005.004.003.001.004.001.005. | 0.0000 | Material | 0 | 0.0000
556918 | A-502-2BHK Internal Electrical work | No. | 1.0000 | 1.0000 | 26454 | 12 Module GI Concealed Box | No. | 2.0000 | 255.0000 | 158.001.001.005.004.003.001.004.002.001. | 255.0000 | Material | 0 | 0.0000
556918 | A-502-2BHK Internal Electrical work | No. | 1.0000 | 1.0000 | 5245 | 12M Plate (575770) | No. | 0.0000 | 225.8600 | 158.001.001.005.004.003.001.004.002.001. | 0.0000 | Material | 0 | 0.0000
556918 | A-502-2BHK Internal Electrical work | No. | 1.0000 | 1.0000 | 26448 | 2 Module GI Concealed Box | No. | 9.0000 | 75.0000 | 158.001.001.005.004.003.001.004.002.001. | 75.0000 | Material | 0 | 0.0000
556918 | A-502-2BHK Internal Electrical work | No. | 1.0000 | 1.0000 | 5250 | 2M Plate (575710) | No. | 9.0000 | 60.4800 | 158.001.001.005.004.003.001.004.002.001. | 0.0000 | Material | 0 | 0.0000
556918 | A-502-2BHK Internal Electrical work | No. | 1.0000 | 1.0000 | 26449 | 3 Module GI Concealed Box | No. | 11.0000 | 105.0000 | 158.001.001.005.004.003.001.004.002.001. | 105.0000 | Material | 0 | 0.0000
556918 | A-502-2BHK Internal Electrical work | No. | 1.0000 | 1.0000 | 5249 | 3M Plate (575720) | No. | 11.0000 | 68.9800 | 158.001.001.005.004.003.001.004.002.001. | 0.0000 | Material | 0 | 0.0000
556918 | A-502-2BHK Internal Electrical work | No. | 1.0000 | 1.0000 | 26450 | 4 Module GI Concealed Box | No. | 1.0000 | 130.0000 | 158.001.001.005.004.003.001.004.002.001. | 130.0000 | Material | 0 | 0.0000
556918 | A-502-2BHK Internal Electrical work | No. | 1.0000 | 1.0000 | 5248 | 4M Plate (575730) | No. | 1.0000 | 72.7600 | 158.001.001.005.004.003.001.004.002.001. | 0.0000 | Material | 0 | 0.0000
556918 | A-502-2BHK Internal Electrical work | No. | 1.0000 | 1.0000 | 26451 | 6 Module GI Concealed Box | No. | 6.0000 | 160.0000 | 158.001.001.005.004.003.001.004.002.001. | 160.0000 | Material | 0 | 0.0000
556918 | A-502-2BHK Internal Electrical work | No. | 1.0000 | 1.0000 | 5247 | 6M Plate (575740) | No. | 6.0000 | 131.3500 | 158.001.001.005.004.003.001.004.002.001. | 0.0000 | Material | 0 | 0.0000
556918 | A-502-2BHK Internal Electrical work | No. | 1.0000 | 1.0000 | 26452 | 8 Module GI Concealed Box | No. | 4.0000 | 215.0000 | 158.001.001.005.004.003.001.004.002.001. | 215.0000 | Material | 0 | 0.0000
556918 | A-502-2BHK Internal Electrical work | No. | 1.0000 | 1.0000 | 5246 | 8M Hzl Plate (575750) | No. | 4.0000 | 144.5800 | 158.001.001.005.004.003.001.004.002.001. | 0.0000 | Material | 0 | 0.0000
556949 | A-502-2BHK Wall Conduting Material | No. | 1.0000 | 1.0000 | 8482 | Flexible Pipe 3/4" | Mtrs | 3.0000 | 5.2500 | 158.001.001.005.004.003.001.004.002.002. | 0.0000 | Material | 0 | 0.0000
556949 | A-502-2BHK Wall Conduting Material | No. | 1.0000 | 1.0000 | 501 | Nails 3" | Kgs | 0.5000 | 63.0000 | 158.001.001.005.004.003.001.004.002.002. | 0.0000 | Material | 0 | 0.0000
556949 | A-502-2BHK Wall Conduting Material | No. | 1.0000 | 1.0000 | 3246 | PVC 1 way Junction Box 1" | No. | 4.0000 | 18.2000 | 158.001.001.005.004.003.001.004.002.002. | 0.0000 | Material | 0 | 0.0000
556949 | A-502-2BHK Wall Conduting Material | No. | 1.0000 | 1.0000 | 838 | PVC Conduit Bend 1" | No. | 13.0000 | 6.3500 | 158.001.001.005.004.003.001.004.002.002. | 6.3500 | Material | 0 | 0.0000
556949 | A-502-2BHK Wall Conduting Material | No. | 1.0000 | 1.0000 | 837 | PVC Conduit Pipe 1" mtrs | Mtrs | 90.0000 | 18.6000 | 158.001.001.005.004.003.001.004.002.002. | 18.6000 | Material | 0 | 0.0000
571935 | A-502-2BHK Internal Flat DB Work | No. | 1.0000 | 1.0000 | 28289 | 10A Single Pole MCB (IH31P0C010) | No. | 4.0000 | 100.0000 | 158.001.001.005.004.003.001.004.002.003. | 100.0000 | Material | 0 | 0.0000
571935 | A-502-2BHK Internal Flat DB Work | No. | 1.0000 | 1.0000 | 28297 | 20A Single Pole MCB (IH31P0C020) | No. | 8.0000 | 300.0000 | 158.001.001.005.004.003.001.004.002.003. | 300.0000 | Material | 0 | 0.0000
571935 | A-502-2BHK Internal Flat DB Work | No. | 1.0000 | 1.0000 | 28776 | 4 Way TPN DB with tel. compartment IHETPNYV004 | No. | 1.0000 | 118.0000 | 158.001.001.005.004.003.001.004.002.003. | 100.0000 | Material | 45 | 18.0000 | C+S GST 18% I/P RD
571935 | A-502-2BHK Internal Flat DB Work | No. | 1.0000 | 1.0000 | 28545 | 40 AMP RCCB 4 Pole 30ma IH3R440030 | No. | 1.0000 | 118.0000 | 158.001.001.005.004.003.001.004.002.003. | 100.0000 | Material | 45 | 18.0000 | C+S GST 18% I/P RD
606998 | A-502-2BHK Int. Flat Switch Socket Material | No. | 1.0000 | 1.0000 | 5238 | 16A 1way switch w indi.(572063 | No. | 8.0000 | 127.5800 | 158.001.001.005.004.003.001.004.002.004. | 0.0000 | Material | 0 | 0.0000
606998 | A-502-2BHK Int. Flat Switch Socket Material | No. | 1.0000 | 1.0000 | 8655 | 16A socket (573471) | No. | 10.0000 | 254.0000 | 158.001.001.005.004.003.001.004.002.004. | 254.0000 | Material | 0 | 0.0000
606998 | A-502-2BHK Int. Flat Switch Socket Material | No. | 1.0000 | 1.0000 | 793 | 6 A Bell Push (573413) | No. | 1.0000 | 22.0500 | 158.001.001.005.004.003.001.004.002.004. | 0.0000 | Material | 0 | 0.0000
606998 | A-502-2BHK Int. Flat Switch Socket Material | No. | 1.0000 | 1.0000 | 7294 | 6A 2 Way Switch (573402) | No. | 4.0000 | 130.0000 | 158.001.001.005.004.003.001.004.002.004. | 0.0000 | Material | 0 | 0.0000
606998 | A-502-2BHK Int. Flat Switch Socket Material | No. | 1.0000 | 1.0000 | 28162 | 6A 3Pin Socket (573424) | No. | 25.0000 | 290.0000 | 158.001.001.005.004.003.001.004.002.004. | 290.0000 | Material | 0 | 0.0000
606998 | A-502-2BHK Int. Flat Switch Socket Material | No. | 1.0000 | 1.0000 | 5240 | 6A One way Switch (573400) | No. | 51.0000 | 72.7600 | 158.001.001.005.004.003.001.004.002.004. | 0.0000 | Material | 0 | 0.0000
606998 | A-502-2BHK Int. Flat Switch Socket Material | No. | 1.0000 | 1.0000 | 2556 | Angle Holder | No. | 5.0000 | 28.0000 | 158.001.001.005.004.003.001.004.002.004. | 0.0000 | Material | 0 | 0.0000
606998 | A-502-2BHK Int. Flat Switch Socket Material | No. | 1.0000 | 1.0000 | 5244 | Blank Plate 1m (573449) | No. | 9.0000 | 19.8400 | 158.001.001.005.004.003.001.004.002.004. | 0.0000 | Material | 0 | 0.0000
606998 | A-502-2BHK Int. Flat Switch Socket Material | No. | 1.0000 | 1.0000 | 1714 | Connector | No. | 4.0000 | 9.0000 | 158.001.001.005.004.003.001.004.002.004. | 0.0000 | Material | 0 | 0.0000
606998 | A-502-2BHK Int. Flat Switch Socket Material | No. | 1.0000 | 1.0000 | 6758 | Fan Step Reg (573469) | No. | 6.0000 | 432.3400 | 158.001.001.005.004.003.001.004.002.004. | 0.0000 | Material | 0 | 0.0000
606998 | A-502-2BHK Int. Flat Switch Socket Material | No. | 1.0000 | 1.0000 | 3287 | Round Plate 4" - No. | No. | 38.0000 | 9.0000 | 158.001.001.005.004.003.001.004.002.004. | 0.0000 | Material | 0 | 0.0000
606998 | A-502-2BHK Int. Flat Switch Socket Material | No. | 1.0000 | 1.0000 | 9555 | Round Plate 6" | No. | 6.0000 | 6.0000 | 158.001.001.005.004.003.001.004.002.004. | 0.0000 | Material | 0 | 0.0000
606998 | A-502-2BHK Int. Flat Switch Socket Material | No. | 1.0000 | 1.0000 | 6757 | T.V. Socket (573425) | No. | 3.0000 | 83.1600 | 158.001.001.005.004.003.001.004.002.004. | 0.0000 | Material | 0 | 0.0000
606998 | A-502-2BHK Int. Flat Switch Socket Material | No. | 1.0000 | 1.0000 | 5242 | Tel. Socket 1mod (573426) | No. | 1.0000 | 79.3800 | 158.001.001.005.004.003.001.004.002.004. | 0.0000 | Material | 0 | 0.0000
667566 | A-502-2BHK Internal Flat Wiring. | No. | 1.0000 | 1.0000 | 23458 | 2 Pair telephone cable | Mtrs | 8.5000 | 50.0000 | 158.001.001.005.004.003.001.004.002.005. | 50.0000 | Material | 0 | 0.0000
667566 | A-502-2BHK Internal Flat Wiring. | No. | 1.0000 | 1.0000 | 12468 | PVC Copper Wire 1.5 Sqmm black | Mtrs | 82.5000 | 8.8600 | 158.001.001.005.004.003.001.004.002.005. | 8.8600 | Material | 0 | 0.0000
667566 | A-502-2BHK Internal Flat Wiring. | No. | 1.0000 | 1.0000 | 12530 | PVC Copper Wire 1.5 Sqmm blue | Mtrs | 82.0000 | 8.8600 | 158.001.001.005.004.003.001.004.002.005. | 8.8600 | Material | 0 | 0.0000
667566 | A-502-2BHK Internal Flat Wiring. | No. | 1.0000 | 1.0000 | 12469 | PVC Copper Wire 1.5 Sqmm green | Mtrs | 78.9800 | 8.8700 | 158.001.001.005.004.003.001.004.002.005. | 0.0000 | Material | 0 | 0.0000
667566 | A-502-2BHK Internal Flat Wiring. | No. | 1.0000 | 1.0000 | 26439 | PVC Copper Wire 1.5 Sqmm Grey | Mtrs | 65.0000 | 100.0000 | 158.001.001.005.004.003.001.004.002.005. | 100.0000 | Material | 0 | 0.0000
667566 | A-502-2BHK Internal Flat Wiring. | No. | 1.0000 | 1.0000 | 12466 | PVC Copper Wire 1.5 Sqmm red | Mtrs | 34.5000 | 8.8700 | 158.001.001.005.004.003.001.004.002.005. | 8.8700 | Material | 0 | 0.0000
667566 | A-502-2BHK Internal Flat Wiring. | No. | 1.0000 | 1.0000 | 12529 | PVC Copper Wire 1.5 Sqmm yellow | Mtrs | 145.5000 | 10.0000 | 158.001.001.005.004.003.001.004.002.005. | 10.0000 | Material | 0 | 0.0000
667566 | A-502-2BHK Internal Flat Wiring. | No. | 1.0000 | 1.0000 | 12471 | PVC Copper Wire 2.5 Sqmm black | Mtrs | 92.0000 | 14.2800 | 158.001.001.005.004.003.001.004.002.005. | 14.2800 | Material | 0 | 0.0000
667566 | A-502-2BHK Internal Flat Wiring. | No. | 1.0000 | 1.0000 | 12527 | PVC Copper Wire 2.5 Sqmm blue | Mtrs | 144.0000 | 14.2800 | 158.001.001.005.004.003.001.004.002.005. | 0.0000 | Material | 0 | 0.0000
667566 | A-502-2BHK Internal Flat Wiring. | No. | 1.0000 | 1.0000 | 12472 | PVC Copper Wire 2.5 Sqmm green | Mtrs | 50.5000 | 14.2800 | 158.001.001.005.004.003.001.004.002.005. | 0.0000 | Material | 0 | 0.0000
667566 | A-502-2BHK Internal Flat Wiring. | No. | 1.0000 | 1.0000 | 12470 | PVC Copper Wire 2.5 Sqmm red | Mtrs | 75.2500 | 14.2800 | 158.001.001.005.004.003.001.004.002.005. | 0.0000 | Material | 0 | 0.0000
667566 | A-502-2BHK Internal Flat Wiring. | No. | 1.0000 | 1.0000 | 12528 | PVC Copper Wire 2.5 Sqmm yellow | Mtrs | 22.0000 | 14.2800 | 158.001.001.005.004.003.001.004.002.005. | 14.2800 | Material | 0 | 0.0000
667566 | A-502-2BHK Internal Flat Wiring. | No. | 1.0000 | 1.0000 | 12475 | PVC Copper Wire 4 Sqmm black | Mtrs | 76.5000 | 21.1200 | 158.001.001.005.004.003.001.004.002.005. | 0.0000 | Material | 0 | 0.0000
667566 | A-502-2BHK Internal Flat Wiring. | No. | 1.0000 | 1.0000 | 13068 | PVC Copper Wire 4 Sqmm blue | Mtrs | 144.0000 | 10.0000 | 158.001.001.005.004.003.001.004.002.005. | 0.0000 | Material | 0 | 0.0000
667566 | A-502-2BHK Internal Flat Wiring. | No. | 1.0000 | 1.0000 | 12474 | PVC Copper Wire 4 Sqmm red | Mtrs | 73.5000 | 21.1200 | 158.001.001.005.004.003.001.004.002.005. | 0.0000 | Material | 0 | 0.0000
667566 | A-502-2BHK Internal Flat Wiring. | No. | 1.0000 | 1.0000 | 13067 | PVC Copper Wire 4 Sqmm yellow | Mtrs | 84.5000 | 10.0000 | 158.001.001.005.004.003.001.004.002.005. | 0.0000 | Material | 0 | 0.0000
667566 | A-502-2BHK Internal Flat Wiring. | No. | 1.0000 | 1.0000 | 1010 | RG-6 Co-Axial Cable | Mtrs | 19.0000 | 14.3900 | 158.001.001.005.004.003.001.004.002.005. | 0.0000 | Material | 0 | 0.0000
556919 | A-503-2BHK Internal Electrical work | No. | 1.0000 | 1.0000 | 26454 | 12 Module GI Concealed Box | No. | 2.0000 | 255.0000 | 158.001.001.005.004.003.001.004.003.001. | 255.0000 | Material | 0 | 0.0000
556919 | A-503-2BHK Internal Electrical work | No. | 1.0000 | 1.0000 | 5245 | 12M Plate (575770) | No. | 0.0000 | 225.8600 | 158.001.001.005.004.003.001.004.003.001. | 0.0000 | Material | 0 | 0.0000
556919 | A-503-2BHK Internal Electrical work | No. | 1.0000 | 1.0000 | 26448 | 2 Module GI Concealed Box | No. | 9.0000 | 75.0000 | 158.001.001.005.004.003.001.004.003.001. | 75.0000 | Material | 0 | 0.0000
556919 | A-503-2BHK Internal Electrical work | No. | 1.0000 | 1.0000 | 5250 | 2M Plate (575710) | No. | 9.0000 | 60.4800 | 158.001.001.005.004.003.001.004.003.001. | 0.0000 | Material | 0 | 0.0000
556919 | A-503-2BHK Internal Electrical work | No. | 1.0000 | 1.0000 | 26449 | 3 Module GI Concealed Box | No. | 11.0000 | 105.0000 | 158.001.001.005.004.003.001.004.003.001. | 105.0000 | Material | 0 | 0.0000
556919 | A-503-2BHK Internal Electrical work | No. | 1.0000 | 1.0000 | 5249 | 3M Plate (575720) | No. | 11.0000 | 68.9800 | 158.001.001.005.004.003.001.004.003.001. | 0.0000 | Material | 0 | 0.0000
556919 | A-503-2BHK Internal Electrical work | No. | 1.0000 | 1.0000 | 26450 | 4 Module GI Concealed Box | No. | 1.0000 | 130.0000 | 158.001.001.005.004.003.001.004.003.001. | 130.0000 | Material | 0 | 0.0000
556919 | A-503-2BHK Internal Electrical work | No. | 1.0000 | 1.0000 | 5248 | 4M Plate (575730) | No. | 1.0000 | 72.7600 | 158.001.001.005.004.003.001.004.003.001. | 0.0000 | Material | 0 | 0.0000
556919 | A-503-2BHK Internal Electrical work | No. | 1.0000 | 1.0000 | 26451 | 6 Module GI Concealed Box | No. | 6.0000 | 160.0000 | 158.001.001.005.004.003.001.004.003.001. | 160.0000 | Material | 0 | 0.0000
556919 | A-503-2BHK Internal Electrical work | No. | 1.0000 | 1.0000 | 5247 | 6M Plate (575740) | No. | 6.0000 | 131.3500 | 158.001.001.005.004.003.001.004.003.001. | 0.0000 | Material | 0 | 0.0000
556919 | A-503-2BHK Internal Electrical work | No. | 1.0000 | 1.0000 | 26452 | 8 Module GI Concealed Box | No. | 4.0000 | 215.0000 | 158.001.001.005.004.003.001.004.003.001. | 215.0000 | Material | 0 | 0.0000
556919 | A-503-2BHK Internal Electrical work | No. | 1.0000 | 1.0000 | 5246 | 8M Hzl Plate (575750) | No. | 4.0000 | 144.5800 | 158.001.001.005.004.003.001.004.003.001. | 0.0000 | Material | 0 | 0.0000
556950 | A-503-2BHK Wall Conduting Material | No. | 1.0000 | 1.0000 | 8482 | Flexible Pipe 3/4" | Mtrs | 3.0000 | 5.2500 | 158.001.001.005.004.003.001.004.003.002. | 0.0000 | Material | 0 | 0.0000
556950 | A-503-2BHK Wall Conduting Material | No. | 1.0000 | 1.0000 | 501 | Nails 3" | Kgs | 0.5000 | 63.0000 | 158.001.001.005.004.003.001.004.003.002. | 0.0000 | Material | 0 | 0.0000
556950 | A-503-2BHK Wall Conduting Material | No. | 1.0000 | 1.0000 | 3246 | PVC 1 way Junction Box 1" | No. | 4.0000 | 18.2000 | 158.001.001.005.004.003.001.004.003.002. | 0.0000 | Material | 0 | 0.0000
556950 | A-503-2BHK Wall Conduting Material | No. | 1.0000 | 1.0000 | 838 | PVC Conduit Bend 1" | No. | 13.0000 | 6.3500 | 158.001.001.005.004.003.001.004.003.002. | 6.3500 | Material | 0 | 0.0000
556950 | A-503-2BHK Wall Conduting Material | No. | 1.0000 | 1.0000 | 837 | PVC Conduit Pipe 1" mtrs | Mtrs | 90.0000 | 18.6000 | 158.001.001.005.004.003.001.004.003.002. | 18.6000 | Material | 0 | 0.0000
571936 | A-503-2BHK Internal Flat DB Work | No. | 1.0000 | 1.0000 | 28289 | 10A Single Pole MCB (IH31P0C010) | No. | 4.0000 | 100.0000 | 158.001.001.005.004.003.001.004.003.003. | 100.0000 | Material | 0 | 0.0000
571936 | A-503-2BHK Internal Flat DB Work | No. | 1.0000 | 1.0000 | 28297 | 20A Single Pole MCB (IH31P0C020) | No. | 8.0000 | 300.0000 | 158.001.001.005.004.003.001.004.003.003. | 300.0000 | Material | 0 | 0.0000
571936 | A-503-2BHK Internal Flat DB Work | No. | 1.0000 | 1.0000 | 28776 | 4 Way TPN DB with tel. compartment IHETPNYV004 | No. | 1.0000 | 118.0000 | 158.001.001.005.004.003.001.004.003.003. | 100.0000 | Material | 45 | 18.0000 | C+S GST 18% I/P RD
571936 | A-503-2BHK Internal Flat DB Work | No. | 1.0000 | 1.0000 | 28545 | 40 AMP RCCB 4 Pole 30ma IH3R440030 | No. | 1.0000 | 118.0000 | 158.001.001.005.004.003.001.004.003.003. | 100.0000 | Material | 45 | 18.0000 | C+S GST 18% I/P RD
606999 | A-503-2BHK Int. Flat Switch Socket Material | No. | 1.0000 | 1.0000 | 5238 | 16A 1way switch w indi.(572063 | No. | 8.0000 | 127.5800 | 158.001.001.005.004.003.001.004.003.004. | 0.0000 | Material | 0 | 0.0000
606999 | A-503-2BHK Int. Flat Switch Socket Material | No. | 1.0000 | 1.0000 | 8655 | 16A socket (573471) | No. | 10.0000 | 254.0000 | 158.001.001.005.004.003.001.004.003.004. | 254.0000 | Material | 0 | 0.0000
606999 | A-503-2BHK Int. Flat Switch Socket Material | No. | 1.0000 | 1.0000 | 793 | 6 A Bell Push (573413) | No. | 1.0000 | 22.0500 | 158.001.001.005.004.003.001.004.003.004. | 0.0000 | Material | 0 | 0.0000
606999 | A-503-2BHK Int. Flat Switch Socket Material | No. | 1.0000 | 1.0000 | 7294 | 6A 2 Way Switch (573402) | No. | 4.0000 | 130.0000 | 158.001.001.005.004.003.001.004.003.004. | 0.0000 | Material | 0 | 0.0000
606999 | A-503-2BHK Int. Flat Switch Socket Material | No. | 1.0000 | 1.0000 | 28162 | 6A 3Pin Socket (573424) | No. | 25.0000 | 290.0000 | 158.001.001.005.004.003.001.004.003.004. | 290.0000 | Material | 0 | 0.0000
606999 | A-503-2BHK Int. Flat Switch Socket Material | No. | 1.0000 | 1.0000 | 5240 | 6A One way Switch (573400) | No. | 51.0000 | 72.7600 | 158.001.001.005.004.003.001.004.003.004. | 0.0000 | Material | 0 | 0.0000
606999 | A-503-2BHK Int. Flat Switch Socket Material | No. | 1.0000 | 1.0000 | 2556 | Angle Holder | No. | 5.0000 | 28.0000 | 158.001.001.005.004.003.001.004.003.004. | 0.0000 | Material | 0 | 0.0000
606999 | A-503-2BHK Int. Flat Switch Socket Material | No. | 1.0000 | 1.0000 | 5244 | Blank Plate 1m (573449) | No. | 9.0000 | 19.8400 | 158.001.001.005.004.003.001.004.003.004. | 0.0000 | Material | 0 | 0.0000
606999 | A-503-2BHK Int. Flat Switch Socket Material | No. | 1.0000 | 1.0000 | 1714 | Connector | No. | 4.0000 | 9.0000 | 158.001.001.005.004.003.001.004.003.004. | 0.0000 | Material | 0 | 0.0000
606999 | A-503-2BHK Int. Flat Switch Socket Material | No. | 1.0000 | 1.0000 | 6758 | Fan Step Reg (573469) | No. | 6.0000 | 432.3400 | 158.001.001.005.004.003.001.004.003.004. | 0.0000 | Material | 0 | 0.0000
606999 | A-503-2BHK Int. Flat Switch Socket Material | No. | 1.0000 | 1.0000 | 3287 | Round Plate 4" - No. | No. | 38.0000 | 9.0000 | 158.001.001.005.004.003.001.004.003.004. | 0.0000 | Material | 0 | 0.0000
606999 | A-503-2BHK Int. Flat Switch Socket Material | No. | 1.0000 | 1.0000 | 9555 | Round Plate 6" | No. | 6.0000 | 6.0000 | 158.001.001.005.004.003.001.004.003.004. | 0.0000 | Material | 0 | 0.0000
606999 | A-503-2BHK Int. Flat Switch Socket Material | No. | 1.0000 | 1.0000 | 6757 | T.V. Socket (573425) | No. | 3.0000 | 83.1600 | 158.001.001.005.004.003.001.004.003.004. | 0.0000 | Material | 0 | 0.0000
606999 | A-503-2BHK Int. Flat Switch Socket Material | No. | 1.0000 | 1.0000 | 5242 | Tel. Socket 1mod (573426) | No. | 1.0000 | 79.3800 | 158.001.001.005.004.003.001.004.003.004. | 0.0000 | Material | 0 | 0.0000
667567 | A-503-2BHK Internal Flat Wiring. | No. | 1.0000 | 1.0000 | 23458 | 2 Pair telephone cable | Mtrs | 8.5000 | 50.0000 | 158.001.001.005.004.003.001.004.003.005. | 50.0000 | Material | 0 | 0.0000
667567 | A-503-2BHK Internal Flat Wiring. | No. | 1.0000 | 1.0000 | 12468 | PVC Copper Wire 1.5 Sqmm black | Mtrs | 82.5000 | 8.8600 | 158.001.001.005.004.003.001.004.003.005. | 8.8600 | Material | 0 | 0.0000
667567 | A-503-2BHK Internal Flat Wiring. | No. | 1.0000 | 1.0000 | 12530 | PVC Copper Wire 1.5 Sqmm blue | Mtrs | 82.0000 | 8.8600 | 158.001.001.005.004.003.001.004.003.005. | 8.8600 | Material | 0 | 0.0000
667567 | A-503-2BHK Internal Flat Wiring. | No. | 1.0000 | 1.0000 | 12469 | PVC Copper Wire 1.5 Sqmm green | Mtrs | 78.9800 | 8.8700 | 158.001.001.005.004.003.001.004.003.005. | 0.0000 | Material | 0 | 0.0000
667567 | A-503-2BHK Internal Flat Wiring. | No. | 1.0000 | 1.0000 | 26439 | PVC Copper Wire 1.5 Sqmm Grey | Mtrs | 65.0000 | 100.0000 | 158.001.001.005.004.003.001.004.003.005. | 100.0000 | Material | 0 | 0.0000
667567 | A-503-2BHK Internal Flat Wiring. | No. | 1.0000 | 1.0000 | 12466 | PVC Copper Wire 1.5 Sqmm red | Mtrs | 34.5000 | 8.8700 | 158.001.001.005.004.003.001.004.003.005. | 8.8700 | Material | 0 | 0.0000
667567 | A-503-2BHK Internal Flat Wiring. | No. | 1.0000 | 1.0000 | 12529 | PVC Copper Wire 1.5 Sqmm yellow | Mtrs | 145.5000 | 10.0000 | 158.001.001.005.004.003.001.004.003.005. | 10.0000 | Material | 0 | 0.0000
667567 | A-503-2BHK Internal Flat Wiring. | No. | 1.0000 | 1.0000 | 12471 | PVC Copper Wire 2.5 Sqmm black | Mtrs | 92.0000 | 14.2800 | 158.001.001.005.004.003.001.004.003.005. | 14.2800 | Material | 0 | 0.0000
667567 | A-503-2BHK Internal Flat Wiring. | No. | 1.0000 | 1.0000 | 12527 | PVC Copper Wire 2.5 Sqmm blue | Mtrs | 144.0000 | 14.2800 | 158.001.001.005.004.003.001.004.003.005. | 0.0000 | Material | 0 | 0.0000
667567 | A-503-2BHK Internal Flat Wiring. | No. | 1.0000 | 1.0000 | 12472 | PVC Copper Wire 2.5 Sqmm green | Mtrs | 50.5000 | 14.2800 | 158.001.001.005.004.003.001.004.003.005. | 0.0000 | Material | 0 | 0.0000
667567 | A-503-2BHK Internal Flat Wiring. | No. | 1.0000 | 1.0000 | 12470 | PVC Copper Wire 2.5 Sqmm red | Mtrs | 75.2500 | 14.2800 | 158.001.001.005.004.003.001.004.003.005. | 0.0000 | Material | 0 | 0.0000
667567 | A-503-2BHK Internal Flat Wiring. | No. | 1.0000 | 1.0000 | 12528 | PVC Copper Wire 2.5 Sqmm yellow | Mtrs | 22.0000 | 14.2800 | 158.001.001.005.004.003.001.004.003.005. | 14.2800 | Material | 0 | 0.0000
667567 | A-503-2BHK Internal Flat Wiring. | No. | 1.0000 | 1.0000 | 12475 | PVC Copper Wire 4 Sqmm black | Mtrs | 76.5000 | 21.1200 | 158.001.001.005.004.003.001.004.003.005. | 0.0000 | Material | 0 | 0.0000
667567 | A-503-2BHK Internal Flat Wiring. | No. | 1.0000 | 1.0000 | 13068 | PVC Copper Wire 4 Sqmm blue | Mtrs | 144.0000 | 10.0000 | 158.001.001.005.004.003.001.004.003.005. | 0.0000 | Material | 0 | 0.0000
667567 | A-503-2BHK Internal Flat Wiring. | No. | 1.0000 | 1.0000 | 12474 | PVC Copper Wire 4 Sqmm red | Mtrs | 73.5000 | 21.1200 | 158.001.001.005.004.003.001.004.003.005. | 0.0000 | Material | 0 | 0.0000
667567 | A-503-2BHK Internal Flat Wiring. | No. | 1.0000 | 1.0000 | 13067 | PVC Copper Wire 4 Sqmm yellow | Mtrs | 84.5000 | 10.0000 | 158.001.001.005.004.003.001.004.003.005. | 0.0000 | Material | 0 | 0.0000
667567 | A-503-2BHK Internal Flat Wiring. | No. | 1.0000 | 1.0000 | 1010 | RG-6 Co-Axial Cable | Mtrs | 19.0000 | 14.3900 | 158.001.001.005.004.003.001.004.003.005. | 0.0000 | Material | 0 | 0.0000
556920 | A-504-2BHK Internal Electrical work | No. | 1.0000 | 1.0000 | 26454 | 12 Module GI Concealed Box | No. | 2.0000 | 255.0000 | 158.001.001.005.004.003.001.004.004.001. | 255.0000 | Material | 0 | 0.0000
556920 | A-504-2BHK Internal Electrical work | No. | 1.0000 | 1.0000 | 5245 | 12M Plate (575770) | No. | 0.0000 | 225.8600 | 158.001.001.005.004.003.001.004.004.001. | 0.0000 | Material | 0 | 0.0000
556920 | A-504-2BHK Internal Electrical work | No. | 1.0000 | 1.0000 | 26448 | 2 Module GI Concealed Box | No. | 9.0000 | 75.0000 | 158.001.001.005.004.003.001.004.004.001. | 75.0000 | Material | 0 | 0.0000
556920 | A-504-2BHK Internal Electrical work | No. | 1.0000 | 1.0000 | 5250 | 2M Plate (575710) | No. | 9.0000 | 60.4800 | 158.001.001.005.004.003.001.004.004.001. | 0.0000 | Material | 0 | 0.0000
556920 | A-504-2BHK Internal Electrical work | No. | 1.0000 | 1.0000 | 26449 | 3 Module GI Concealed Box | No. | 11.0000 | 105.0000 | 158.001.001.005.004.003.001.004.004.001. | 105.0000 | Material | 0 | 0.0000
556920 | A-504-2BHK Internal Electrical work | No. | 1.0000 | 1.0000 | 5249 | 3M Plate (575720) | No. | 11.0000 | 68.9800 | 158.001.001.005.004.003.001.004.004.001. | 0.0000 | Material | 0 | 0.0000
556920 | A-504-2BHK Internal Electrical work | No. | 1.0000 | 1.0000 | 26450 | 4 Module GI Concealed Box | No. | 1.0000 | 130.0000 | 158.001.001.005.004.003.001.004.004.001. | 130.0000 | Material | 0 | 0.0000
556920 | A-504-2BHK Internal Electrical work | No. | 1.0000 | 1.0000 | 5248 | 4M Plate (575730) | No. | 1.0000 | 72.7600 | 158.001.001.005.004.003.001.004.004.001. | 0.0000 | Material | 0 | 0.0000
556920 | A-504-2BHK Internal Electrical work | No. | 1.0000 | 1.0000 | 26451 | 6 Module GI Concealed Box | No. | 6.0000 | 160.0000 | 158.001.001.005.004.003.001.004.004.001. | 160.0000 | Material | 0 | 0.0000
556920 | A-504-2BHK Internal Electrical work | No. | 1.0000 | 1.0000 | 5247 | 6M Plate (575740) | No. | 6.0000 | 131.3500 | 158.001.001.005.004.003.001.004.004.001. | 0.0000 | Material | 0 | 0.0000
556920 | A-504-2BHK Internal Electrical work | No. | 1.0000 | 1.0000 | 26452 | 8 Module GI Concealed Box | No. | 4.0000 | 215.0000 | 158.001.001.005.004.003.001.004.004.001. | 215.0000 | Material | 0 | 0.0000
556920 | A-504-2BHK Internal Electrical work | No. | 1.0000 | 1.0000 | 5246 | 8M Hzl Plate (575750) | No. | 4.0000 | 144.5800 | 158.001.001.005.004.003.001.004.004.001. | 0.0000 | Material | 0 | 0.0000
556951 | A-504-2BHK Wall Conduting Material | No. | 1.0000 | 1.0000 | 8482 | Flexible Pipe 3/4" | Mtrs | 3.0000 | 5.2500 | 158.001.001.005.004.003.001.004.004.002. | 0.0000 | Material | 0 | 0.0000
556951 | A-504-2BHK Wall Conduting Material | No. | 1.0000 | 1.0000 | 501 | Nails 3" | Kgs | 0.5000 | 63.0000 | 158.001.001.005.004.003.001.004.004.002. | 0.0000 | Material | 0 | 0.0000
556951 | A-504-2BHK Wall Conduting Material | No. | 1.0000 | 1.0000 | 3246 | PVC 1 way Junction Box 1" | No. | 4.0000 | 18.2000 | 158.001.001.005.004.003.001.004.004.002. | 0.0000 | Material | 0 | 0.0000
556951 | A-504-2BHK Wall Conduting Material | No. | 1.0000 | 1.0000 | 838 | PVC Conduit Bend 1" | No. | 13.0000 | 6.3500 | 158.001.001.005.004.003.001.004.004.002. | 6.3500 | Material | 0 | 0.0000
556951 | A-504-2BHK Wall Conduting Material | No. | 1.0000 | 1.0000 | 837 | PVC Conduit Pipe 1" mtrs | Mtrs | 90.0000 | 18.6000 | 158.001.001.005.004.003.001.004.004.002. | 18.6000 | Material | 0 | 0.0000
571937 | A-504-2BHK Internal Flat DB Work | No. | 1.0000 | 1.0000 | 28289 | 10A Single Pole MCB (IH31P0C010) | No. | 4.0000 | 100.0000 | 158.001.001.005.004.003.001.004.004.003. | 100.0000 | Material | 0 | 0.0000
571937 | A-504-2BHK Internal Flat DB Work | No. | 1.0000 | 1.0000 | 28297 | 20A Single Pole MCB (IH31P0C020) | No. | 8.0000 | 300.0000 | 158.001.001.005.004.003.001.004.004.003. | 300.0000 | Material | 0 | 0.0000
571937 | A-504-2BHK Internal Flat DB Work | No. | 1.0000 | 1.0000 | 28776 | 4 Way TPN DB with tel. compartment IHETPNYV004 | No. | 1.0000 | 118.0000 | 158.001.001.005.004.003.001.004.004.003. | 100.0000 | Material | 45 | 18.0000 | C+S GST 18% I/P RD
571937 | A-504-2BHK Internal Flat DB Work | No. | 1.0000 | 1.0000 | 28545 | 40 AMP RCCB 4 Pole 30ma IH3R440030 | No. | 1.0000 | 118.0000 | 158.001.001.005.004.003.001.004.004.003. | 100.0000 | Material | 45 | 18.0000 | C+S GST 18% I/P RD
610526 | A-504-2BHK Int. Flat Switch Socket Material | No. | 1.0000 | 1.0000 | 5238 | 16A 1way switch w indi.(572063 | No. | 8.0000 | 127.5800 | 158.001.001.005.004.003.001.004.004.004. | 0.0000 | Material | 0 | 0.0000
610526 | A-504-2BHK Int. Flat Switch Socket Material | No. | 1.0000 | 1.0000 | 8655 | 16A socket (573471) | No. | 10.0000 | 254.0000 | 158.001.001.005.004.003.001.004.004.004. | 254.0000 | Material | 0 | 0.0000
610526 | A-504-2BHK Int. Flat Switch Socket Material | No. | 1.0000 | 1.0000 | 793 | 6 A Bell Push (573413) | No. | 1.0000 | 22.0500 | 158.001.001.005.004.003.001.004.004.004. | 0.0000 | Material | 0 | 0.0000
610526 | A-504-2BHK Int. Flat Switch Socket Material | No. | 1.0000 | 1.0000 | 7294 | 6A 2 Way Switch (573402) | No. | 4.0000 | 130.0000 | 158.001.001.005.004.003.001.004.004.004. | 0.0000 | Material | 0 | 0.0000
610526 | A-504-2BHK Int. Flat Switch Socket Material | No. | 1.0000 | 1.0000 | 28162 | 6A 3Pin Socket (573424) | No. | 25.0000 | 290.0000 | 158.001.001.005.004.003.001.004.004.004. | 290.0000 | Material | 0 | 0.0000
610526 | A-504-2BHK Int. Flat Switch Socket Material | No. | 1.0000 | 1.0000 | 5240 | 6A One way Switch (573400) | No. | 51.0000 | 72.7600 | 158.001.001.005.004.003.001.004.004.004. | 0.0000 | Material | 0 | 0.0000
610526 | A-504-2BHK Int. Flat Switch Socket Material | No. | 1.0000 | 1.0000 | 2556 | Angle Holder | No. | 5.0000 | 28.0000 | 158.001.001.005.004.003.001.004.004.004. | 0.0000 | Material | 0 | 0.0000
610526 | A-504-2BHK Int. Flat Switch Socket Material | No. | 1.0000 | 1.0000 | 5244 | Blank Plate 1m (573449) | No. | 9.0000 | 19.8400 | 158.001.001.005.004.003.001.004.004.004. | 0.0000 | Material | 0 | 0.0000
610526 | A-504-2BHK Int. Flat Switch Socket Material | No. | 1.0000 | 1.0000 | 1714 | Connector | No. | 4.0000 | 9.0000 | 158.001.001.005.004.003.001.004.004.004. | 0.0000 | Material | 0 | 0.0000
610526 | A-504-2BHK Int. Flat Switch Socket Material | No. | 1.0000 | 1.0000 | 6758 | Fan Step Reg (573469) | No. | 6.0000 | 432.3400 | 158.001.001.005.004.003.001.004.004.004. | 0.0000 | Material | 0 | 0.0000
610526 | A-504-2BHK Int. Flat Switch Socket Material | No. | 1.0000 | 1.0000 | 3287 | Round Plate 4" - No. | No. | 38.0000 | 9.0000 | 158.001.001.005.004.003.001.004.004.004. | 0.0000 | Material | 0 | 0.0000
610526 | A-504-2BHK Int. Flat Switch Socket Material | No. | 1.0000 | 1.0000 | 9555 | Round Plate 6" | No. | 6.0000 | 6.0000 | 158.001.001.005.004.003.001.004.004.004. | 0.0000 | Material | 0 | 0.0000
610526 | A-504-2BHK Int. Flat Switch Socket Material | No. | 1.0000 | 1.0000 | 6757 | T.V. Socket (573425) | No. | 3.0000 | 83.1600 | 158.001.001.005.004.003.001.004.004.004. | 0.0000 | Material | 0 | 0.0000
610526 | A-504-2BHK Int. Flat Switch Socket Material | No. | 1.0000 | 1.0000 | 5242 | Tel. Socket 1mod (573426) | No. | 1.0000 | 79.3800 | 158.001.001.005.004.003.001.004.004.004. | 0.0000 | Material | 0 | 0.0000
667568 | A-504-2BHK Internal Flat Wiring. | No. | 1.0000 | 1.0000 | 23458 | 2 Pair telephone cable | Mtrs | 8.5000 | 50.0000 | 158.001.001.005.004.003.001.004.004.005. | 50.0000 | Material | 0 | 0.0000
667568 | A-504-2BHK Internal Flat Wiring. | No. | 1.0000 | 1.0000 | 12468 | PVC Copper Wire 1.5 Sqmm black | Mtrs | 82.5000 | 8.8600 | 158.001.001.005.004.003.001.004.004.005. | 8.8600 | Material | 0 | 0.0000
667568 | A-504-2BHK Internal Flat Wiring. | No. | 1.0000 | 1.0000 | 12530 | PVC Copper Wire 1.5 Sqmm blue | Mtrs | 82.0000 | 8.8600 | 158.001.001.005.004.003.001.004.004.005. | 8.8600 | Material | 0 | 0.0000
667568 | A-504-2BHK Internal Flat Wiring. | No. | 1.0000 | 1.0000 | 12469 | PVC Copper Wire 1.5 Sqmm green | Mtrs | 78.9800 | 8.8700 | 158.001.001.005.004.003.001.004.004.005. | 0.0000 | Material | 0 | 0.0000
667568 | A-504-2BHK Internal Flat Wiring. | No. | 1.0000 | 1.0000 | 26439 | PVC Copper Wire 1.5 Sqmm Grey | Mtrs | 65.0000 | 100.0000 | 158.001.001.005.004.003.001.004.004.005. | 100.0000 | Material | 0 | 0.0000
667568 | A-504-2BHK Internal Flat Wiring. | No. | 1.0000 | 1.0000 | 12466 | PVC Copper Wire 1.5 Sqmm red | Mtrs | 34.5000 | 8.8700 | 158.001.001.005.004.003.001.004.004.005. | 8.8700 | Material | 0 | 0.0000
667568 | A-504-2BHK Internal Flat Wiring. | No. | 1.0000 | 1.0000 | 12529 | PVC Copper Wire 1.5 Sqmm yellow | Mtrs | 145.5000 | 10.0000 | 158.001.001.005.004.003.001.004.004.005. | 10.0000 | Material | 0 | 0.0000
667568 | A-504-2BHK Internal Flat Wiring. | No. | 1.0000 | 1.0000 | 12471 | PVC Copper Wire 2.5 Sqmm black | Mtrs | 92.0000 | 14.2800 | 158.001.001.005.004.003.001.004.004.005. | 14.2800 | Material | 0 | 0.0000
667568 | A-504-2BHK Internal Flat Wiring. | No. | 1.0000 | 1.0000 | 12527 | PVC Copper Wire 2.5 Sqmm blue | Mtrs | 144.0000 | 14.2800 | 158.001.001.005.004.003.001.004.004.005. | 0.0000 | Material | 0 | 0.0000
667568 | A-504-2BHK Internal Flat Wiring. | No. | 1.0000 | 1.0000 | 12472 | PVC Copper Wire 2.5 Sqmm green | Mtrs | 50.5000 | 14.2800 | 158.001.001.005.004.003.001.004.004.005. | 0.0000 | Material | 0 | 0.0000
667568 | A-504-2BHK Internal Flat Wiring. | No. | 1.0000 | 1.0000 | 12470 | PVC Copper Wire 2.5 Sqmm red | Mtrs | 75.2500 | 14.2800 | 158.001.001.005.004.003.001.004.004.005. | 0.0000 | Material | 0 | 0.0000
667568 | A-504-2BHK Internal Flat Wiring. | No. | 1.0000 | 1.0000 | 12528 | PVC Copper Wire 2.5 Sqmm yellow | Mtrs | 22.0000 | 14.2800 | 158.001.001.005.004.003.001.004.004.005. | 14.2800 | Material | 0 | 0.0000
667568 | A-504-2BHK Internal Flat Wiring. | No. | 1.0000 | 1.0000 | 12475 | PVC Copper Wire 4 Sqmm black | Mtrs | 76.5000 | 21.1200 | 158.001.001.005.004.003.001.004.004.005. | 0.0000 | Material | 0 | 0.0000
667568 | A-504-2BHK Internal Flat Wiring. | No. | 1.0000 | 1.0000 | 13068 | PVC Copper Wire 4 Sqmm blue | Mtrs | 144.0000 | 10.0000 | 158.001.001.005.004.003.001.004.004.005. | 0.0000 | Material | 0 | 0.0000
667568 | A-504-2BHK Internal Flat Wiring. | No. | 1.0000 | 1.0000 | 12474 | PVC Copper Wire 4 Sqmm red | Mtrs | 73.5000 | 21.1200 | 158.001.001.005.004.003.001.004.004.005. | 0.0000 | Material | 0 | 0.0000
667568 | A-504-2BHK Internal Flat Wiring. | No. | 1.0000 | 1.0000 | 13067 | PVC Copper Wire 4 Sqmm yellow | Mtrs | 84.5000 | 10.0000 | 158.001.001.005.004.003.001.004.004.005. | 0.0000 | Material | 0 | 0.0000
667568 | A-504-2BHK Internal Flat Wiring. | No. | 1.0000 | 1.0000 | 1010 | RG-6 Co-Axial Cable | Mtrs | 19.0000 | 14.3900 | 158.001.001.005.004.003.001.004.004.005. | 0.0000 | Material | 0 | 0.0000
556921 | A-505-2BHK Internal Electrical work | No. | 1.0000 | 1.0000 | 26454 | 12 Module GI Concealed Box | No. | 2.0000 | 255.0000 | 158.001.001.005.004.003.001.004.005.001. | 255.0000 | Material | 0 | 0.0000
556921 | A-505-2BHK Internal Electrical work | No. | 1.0000 | 1.0000 | 5245 | 12M Plate (575770) | No. | 2.0000 | 225.8600 | 158.001.001.005.004.003.001.004.005.001. | 0.0000 | Material | 0 | 0.0000
556921 | A-505-2BHK Internal Electrical work | No. | 1.0000 | 1.0000 | 26448 | 2 Module GI Concealed Box | No. | 9.0000 | 75.0000 | 158.001.001.005.004.003.001.004.005.001. | 75.0000 | Material | 0 | 0.0000
556921 | A-505-2BHK Internal Electrical work | No. | 1.0000 | 1.0000 | 5250 | 2M Plate (575710) | No. | 9.0000 | 60.4800 | 158.001.001.005.004.003.001.004.005.001. | 0.0000 | Material | 0 | 0.0000
556921 | A-505-2BHK Internal Electrical work | No. | 1.0000 | 1.0000 | 26449 | 3 Module GI Concealed Box | No. | 11.0000 | 105.0000 | 158.001.001.005.004.003.001.004.005.001. | 105.0000 | Material | 0 | 0.0000
556921 | A-505-2BHK Internal Electrical work | No. | 1.0000 | 1.0000 | 5249 | 3M Plate (575720) | No. | 11.0000 | 68.9800 | 158.001.001.005.004.003.001.004.005.001. | 0.0000 | Material | 0 | 0.0000
556921 | A-505-2BHK Internal Electrical work | No. | 1.0000 | 1.0000 | 26450 | 4 Module GI Concealed Box | No. | 3.0000 | 130.0000 | 158.001.001.005.004.003.001.004.005.001. | 130.0000 | Material | 0 | 0.0000
556921 | A-505-2BHK Internal Electrical work | No. | 1.0000 | 1.0000 | 5248 | 4M Plate (575730) | No. | 3.0000 | 72.7600 | 158.001.001.005.004.003.001.004.005.001. | 0.0000 | Material | 0 | 0.0000
556921 | A-505-2BHK Internal Electrical work | No. | 1.0000 | 1.0000 | 26451 | 6 Module GI Concealed Box | No. | 7.0000 | 160.0000 | 158.001.001.005.004.003.001.004.005.001. | 160.0000 | Material | 0 | 0.0000
556921 | A-505-2BHK Internal Electrical work | No. | 1.0000 | 1.0000 | 5247 | 6M Plate (575740) | No. | 7.0000 | 131.3500 | 158.001.001.005.004.003.001.004.005.001. | 0.0000 | Material | 0 | 0.0000
556921 | A-505-2BHK Internal Electrical work | No. | 1.0000 | 1.0000 | 26452 | 8 Module GI Concealed Box | No. | 4.0000 | 215.0000 | 158.001.001.005.004.003.001.004.005.001. | 215.0000 | Material | 0 | 0.0000
556921 | A-505-2BHK Internal Electrical work | No. | 1.0000 | 1.0000 | 5246 | 8M Hzl Plate (575750) | No. | 4.0000 | 144.5800 | 158.001.001.005.004.003.001.004.005.001. | 0.0000 | Material | 0 | 0.0000
556952 | A-505-2BHK Wall Conduting Material | No. | 1.0000 | 1.0000 | 8482 | Flexible Pipe 3/4" | Mtrs | 3.0000 | 5.2500 | 158.001.001.005.004.003.001.004.005.002. | 0.0000 | Material | 0 | 0.0000
556952 | A-505-2BHK Wall Conduting Material | No. | 1.0000 | 1.0000 | 501 | Nails 3" | Kgs | 0.5000 | 63.0000 | 158.001.001.005.004.003.001.004.005.002. | 0.0000 | Material | 0 | 0.0000
556952 | A-505-2BHK Wall Conduting Material | No. | 1.0000 | 1.0000 | 3246 | PVC 1 way Junction Box 1" | No. | 4.0000 | 18.2000 | 158.001.001.005.004.003.001.004.005.002. | 0.0000 | Material | 0 | 0.0000
556952 | A-505-2BHK Wall Conduting Material | No. | 1.0000 | 1.0000 | 838 | PVC Conduit Bend 1" | No. | 13.0000 | 6.3500 | 158.001.001.005.004.003.001.004.005.002. | 6.3500 | Material | 0 | 0.0000
556952 | A-505-2BHK Wall Conduting Material | No. | 1.0000 | 1.0000 | 837 | PVC Conduit Pipe 1" mtrs | Mtrs | 90.0000 | 18.6000 | 158.001.001.005.004.003.001.004.005.002. | 18.6000 | Material | 0 | 0.0000
571938 | A-505-2BHK Internal Flat DB Work | No. | 1.0000 | 1.0000 | 28289 | 10A Single Pole MCB (IH31P0C010) | No. | 4.0000 | 100.0000 | 158.001.001.005.004.003.001.004.005.003. | 100.0000 | Material | 0 | 0.0000
571938 | A-505-2BHK Internal Flat DB Work | No. | 1.0000 | 1.0000 | 28297 | 20A Single Pole MCB (IH31P0C020) | No. | 8.0000 | 300.0000 | 158.001.001.005.004.003.001.004.005.003. | 300.0000 | Material | 0 | 0.0000
571938 | A-505-2BHK Internal Flat DB Work | No. | 1.0000 | 1.0000 | 28776 | 4 Way TPN DB with tel. compartment IHETPNYV004 | No. | 1.0000 | 118.0000 | 158.001.001.005.004.003.001.004.005.003. | 100.0000 | Material | 45 | 18.0000 | C+S GST 18% I/P RD
571938 | A-505-2BHK Internal Flat DB Work | No. | 1.0000 | 1.0000 | 28545 | 40 AMP RCCB 4 Pole 30ma IH3R440030 | No. | 1.0000 | 118.0000 | 158.001.001.005.004.003.001.004.005.003. | 100.0000 | Material | 45 | 18.0000 | C+S GST 18% I/P RD
610527 | A-505-2BHK Int. Flat Switch Socket Material | No. | 1.0000 | 1.0000 | 5238 | 16A 1way switch w indi.(572063 | No. | 8.0000 | 127.5800 | 158.001.001.005.004.003.001.004.005.004. | 0.0000 | Material | 0 | 0.0000
610527 | A-505-2BHK Int. Flat Switch Socket Material | No. | 1.0000 | 1.0000 | 8655 | 16A socket (573471) | No. | 10.0000 | 254.0000 | 158.001.001.005.004.003.001.004.005.004. | 254.0000 | Material | 0 | 0.0000
610527 | A-505-2BHK Int. Flat Switch Socket Material | No. | 1.0000 | 1.0000 | 793 | 6 A Bell Push (573413) | No. | 1.0000 | 22.0500 | 158.001.001.005.004.003.001.004.005.004. | 0.0000 | Material | 0 | 0.0000
610527 | A-505-2BHK Int. Flat Switch Socket Material | No. | 1.0000 | 1.0000 | 7294 | 6A 2 Way Switch (573402) | No. | 4.0000 | 130.0000 | 158.001.001.005.004.003.001.004.005.004. | 0.0000 | Material | 0 | 0.0000
610527 | A-505-2BHK Int. Flat Switch Socket Material | No. | 1.0000 | 1.0000 | 28162 | 6A 3Pin Socket (573424) | No. | 25.0000 | 290.0000 | 158.001.001.005.004.003.001.004.005.004. | 290.0000 | Material | 0 | 0.0000
610527 | A-505-2BHK Int. Flat Switch Socket Material | No. | 1.0000 | 1.0000 | 5240 | 6A One way Switch (573400) | No. | 51.0000 | 72.7600 | 158.001.001.005.004.003.001.004.005.004. | 0.0000 | Material | 0 | 0.0000
610527 | A-505-2BHK Int. Flat Switch Socket Material | No. | 1.0000 | 1.0000 | 2556 | Angle Holder | No. | 5.0000 | 28.0000 | 158.001.001.005.004.003.001.004.005.004. | 0.0000 | Material | 0 | 0.0000
610527 | A-505-2BHK Int. Flat Switch Socket Material | No. | 1.0000 | 1.0000 | 5244 | Blank Plate 1m (573449) | No. | 9.0000 | 19.8400 | 158.001.001.005.004.003.001.004.005.004. | 0.0000 | Material | 0 | 0.0000
610527 | A-505-2BHK Int. Flat Switch Socket Material | No. | 1.0000 | 1.0000 | 1714 | Connector | No. | 4.0000 | 9.0000 | 158.001.001.005.004.003.001.004.005.004. | 0.0000 | Material | 0 | 0.0000
610527 | A-505-2BHK Int. Flat Switch Socket Material | No. | 1.0000 | 1.0000 | 6758 | Fan Step Reg (573469) | No. | 6.0000 | 432.3400 | 158.001.001.005.004.003.001.004.005.004. | 0.0000 | Material | 0 | 0.0000
610527 | A-505-2BHK Int. Flat Switch Socket Material | No. | 1.0000 | 1.0000 | 3287 | Round Plate 4" - No. | No. | 38.0000 | 9.0000 | 158.001.001.005.004.003.001.004.005.004. | 0.0000 | Material | 0 | 0.0000
610527 | A-505-2BHK Int. Flat Switch Socket Material | No. | 1.0000 | 1.0000 | 9555 | Round Plate 6" | No. | 6.0000 | 6.0000 | 158.001.001.005.004.003.001.004.005.004. | 0.0000 | Material | 0 | 0.0000
610527 | A-505-2BHK Int. Flat Switch Socket Material | No. | 1.0000 | 1.0000 | 6757 | T.V. Socket (573425) | No. | 3.0000 | 83.1600 | 158.001.001.005.004.003.001.004.005.004. | 0.0000 | Material | 0 | 0.0000
610527 | A-505-2BHK Int. Flat Switch Socket Material | No. | 1.0000 | 1.0000 | 5242 | Tel. Socket 1mod (573426) | No. | 1.0000 | 79.3800 | 158.001.001.005.004.003.001.004.005.004. | 0.0000 | Material | 0 | 0.0000
667569 | A-505-2BHK Internal Flat Wiring. | No. | 1.0000 | 1.0000 | 23458 | 2 Pair telephone cable | Mtrs | 8.5000 | 50.0000 | 158.001.001.005.004.003.001.004.005.005. | 50.0000 | Material | 0 | 0.0000
667569 | A-505-2BHK Internal Flat Wiring. | No. | 1.0000 | 1.0000 | 12468 | PVC Copper Wire 1.5 Sqmm black | Mtrs | 82.5000 | 8.8600 | 158.001.001.005.004.003.001.004.005.005. | 8.8600 | Material | 0 | 0.0000
667569 | A-505-2BHK Internal Flat Wiring. | No. | 1.0000 | 1.0000 | 12530 | PVC Copper Wire 1.5 Sqmm blue | Mtrs | 82.0000 | 8.8600 | 158.001.001.005.004.003.001.004.005.005. | 8.8600 | Material | 0 | 0.0000
667569 | A-505-2BHK Internal Flat Wiring. | No. | 1.0000 | 1.0000 | 12469 | PVC Copper Wire 1.5 Sqmm green | Mtrs | 78.9800 | 8.8700 | 158.001.001.005.004.003.001.004.005.005. | 0.0000 | Material | 0 | 0.0000
667569 | A-505-2BHK Internal Flat Wiring. | No. | 1.0000 | 1.0000 | 26439 | PVC Copper Wire 1.5 Sqmm Grey | Mtrs | 65.0000 | 100.0000 | 158.001.001.005.004.003.001.004.005.005. | 100.0000 | Material | 0 | 0.0000
667569 | A-505-2BHK Internal Flat Wiring. | No. | 1.0000 | 1.0000 | 12466 | PVC Copper Wire 1.5 Sqmm red | Mtrs | 34.5000 | 8.8700 | 158.001.001.005.004.003.001.004.005.005. | 8.8700 | Material | 0 | 0.0000
667569 | A-505-2BHK Internal Flat Wiring. | No. | 1.0000 | 1.0000 | 12529 | PVC Copper Wire 1.5 Sqmm yellow | Mtrs | 145.5000 | 10.0000 | 158.001.001.005.004.003.001.004.005.005. | 10.0000 | Material | 0 | 0.0000
667569 | A-505-2BHK Internal Flat Wiring. | No. | 1.0000 | 1.0000 | 12471 | PVC Copper Wire 2.5 Sqmm black | Mtrs | 92.0000 | 14.2800 | 158.001.001.005.004.003.001.004.005.005. | 14.2800 | Material | 0 | 0.0000
667569 | A-505-2BHK Internal Flat Wiring. | No. | 1.0000 | 1.0000 | 12527 | PVC Copper Wire 2.5 Sqmm blue | Mtrs | 144.0000 | 14.2800 | 158.001.001.005.004.003.001.004.005.005. | 0.0000 | Material | 0 | 0.0000
667569 | A-505-2BHK Internal Flat Wiring. | No. | 1.0000 | 1.0000 | 12472 | PVC Copper Wire 2.5 Sqmm green | Mtrs | 50.5000 | 14.2800 | 158.001.001.005.004.003.001.004.005.005. | 0.0000 | Material | 0 | 0.0000
667569 | A-505-2BHK Internal Flat Wiring. | No. | 1.0000 | 1.0000 | 12470 | PVC Copper Wire 2.5 Sqmm red | Mtrs | 75.2500 | 14.2800 | 158.001.001.005.004.003.001.004.005.005. | 0.0000 | Material | 0 | 0.0000
667569 | A-505-2BHK Internal Flat Wiring. | No. | 1.0000 | 1.0000 | 12528 | PVC Copper Wire 2.5 Sqmm yellow | Mtrs | 22.0000 | 14.2800 | 158.001.001.005.004.003.001.004.005.005. | 14.2800 | Material | 0 | 0.0000
667569 | A-505-2BHK Internal Flat Wiring. | No. | 1.0000 | 1.0000 | 12475 | PVC Copper Wire 4 Sqmm black | Mtrs | 76.5000 | 21.1200 | 158.001.001.005.004.003.001.004.005.005. | 0.0000 | Material | 0 | 0.0000
667569 | A-505-2BHK Internal Flat Wiring. | No. | 1.0000 | 1.0000 | 13068 | PVC Copper Wire 4 Sqmm blue | Mtrs | 144.0000 | 10.0000 | 158.001.001.005.004.003.001.004.005.005. | 0.0000 | Material | 0 | 0.0000
667569 | A-505-2BHK Internal Flat Wiring. | No. | 1.0000 | 1.0000 | 12474 | PVC Copper Wire 4 Sqmm red | Mtrs | 73.5000 | 21.1200 | 158.001.001.005.004.003.001.004.005.005. | 0.0000 | Material | 0 | 0.0000
667569 | A-505-2BHK Internal Flat Wiring. | No. | 1.0000 | 1.0000 | 13067 | PVC Copper Wire 4 Sqmm yellow | Mtrs | 84.5000 | 10.0000 | 158.001.001.005.004.003.001.004.005.005. | 0.0000 | Material | 0 | 0.0000
667569 | A-505-2BHK Internal Flat Wiring. | No. | 1.0000 | 1.0000 | 1010 | RG-6 Co-Axial Cable | Mtrs | 19.0000 | 14.3900 | 158.001.001.005.004.003.001.004.005.005. | 0.0000 | Material | 0 | 0.0000
556922 | A-506-2BHK Internal Electrical work | No. | 1.0000 | 1.0000 | 26454 | 12 Module GI Concealed Box | No. | 2.0000 | 255.0000 | 158.001.001.005.004.003.001.004.006.001. | 255.0000 | Material | 0 | 0.0000
556922 | A-506-2BHK Internal Electrical work | No. | 1.0000 | 1.0000 | 5245 | 12M Plate (575770) | No. | 2.0000 | 225.8600 | 158.001.001.005.004.003.001.004.006.001. | 0.0000 | Material | 0 | 0.0000
556922 | A-506-2BHK Internal Electrical work | No. | 1.0000 | 1.0000 | 26448 | 2 Module GI Concealed Box | No. | 9.0000 | 75.0000 | 158.001.001.005.004.003.001.004.006.001. | 75.0000 | Material | 0 | 0.0000
556922 | A-506-2BHK Internal Electrical work | No. | 1.0000 | 1.0000 | 5250 | 2M Plate (575710) | No. | 9.0000 | 60.4800 | 158.001.001.005.004.003.001.004.006.001. | 0.0000 | Material | 0 | 0.0000
556922 | A-506-2BHK Internal Electrical work | No. | 1.0000 | 1.0000 | 26449 | 3 Module GI Concealed Box | No. | 11.0000 | 105.0000 | 158.001.001.005.004.003.001.004.006.001. | 105.0000 | Material | 0 | 0.0000
556922 | A-506-2BHK Internal Electrical work | No. | 1.0000 | 1.0000 | 5249 | 3M Plate (575720) | No. | 11.0000 | 68.9800 | 158.001.001.005.004.003.001.004.006.001. | 0.0000 | Material | 0 | 0.0000
556922 | A-506-2BHK Internal Electrical work | No. | 1.0000 | 1.0000 | 26450 | 4 Module GI Concealed Box | No. | 3.0000 | 130.0000 | 158.001.001.005.004.003.001.004.006.001. | 130.0000 | Material | 0 | 0.0000
556922 | A-506-2BHK Internal Electrical work | No. | 1.0000 | 1.0000 | 5248 | 4M Plate (575730) | No. | 3.0000 | 72.7600 | 158.001.001.005.004.003.001.004.006.001. | 0.0000 | Material | 0 | 0.0000
556922 | A-506-2BHK Internal Electrical work | No. | 1.0000 | 1.0000 | 26451 | 6 Module GI Concealed Box | No. | 7.0000 | 160.0000 | 158.001.001.005.004.003.001.004.006.001. | 160.0000 | Material | 0 | 0.0000
556922 | A-506-2BHK Internal Electrical work | No. | 1.0000 | 1.0000 | 5247 | 6M Plate (575740) | No. | 7.0000 | 131.3500 | 158.001.001.005.004.003.001.004.006.001. | 0.0000 | Material | 0 | 0.0000
556922 | A-506-2BHK Internal Electrical work | No. | 1.0000 | 1.0000 | 26452 | 8 Module GI Concealed Box | No. | 4.0000 | 215.0000 | 158.001.001.005.004.003.001.004.006.001. | 215.0000 | Material | 0 | 0.0000
556922 | A-506-2BHK Internal Electrical work | No. | 1.0000 | 1.0000 | 5246 | 8M Hzl Plate (575750) | No. | 4.0000 | 144.5800 | 158.001.001.005.004.003.001.004.006.001. | 0.0000 | Material | 0 | 0.0000
556953 | A-506-2BHK Wall Conduting Material | No. | 1.0000 | 1.0000 | 8482 | Flexible Pipe 3/4" | Mtrs | 3.0000 | 5.2500 | 158.001.001.005.004.003.001.004.006.002. | 0.0000 | Material | 0 | 0.0000
556953 | A-506-2BHK Wall Conduting Material | No. | 1.0000 | 1.0000 | 501 | Nails 3" | Kgs | 0.5000 | 63.0000 | 158.001.001.005.004.003.001.004.006.002. | 0.0000 | Material | 0 | 0.0000
556953 | A-506-2BHK Wall Conduting Material | No. | 1.0000 | 1.0000 | 3246 | PVC 1 way Junction Box 1" | No. | 4.0000 | 18.2000 | 158.001.001.005.004.003.001.004.006.002. | 0.0000 | Material | 0 | 0.0000
556953 | A-506-2BHK Wall Conduting Material | No. | 1.0000 | 1.0000 | 838 | PVC Conduit Bend 1" | No. | 13.0000 | 6.3500 | 158.001.001.005.004.003.001.004.006.002. | 6.3500 | Material | 0 | 0.0000
556953 | A-506-2BHK Wall Conduting Material | No. | 1.0000 | 1.0000 | 837 | PVC Conduit Pipe 1" mtrs | Mtrs | 90.0000 | 18.6000 | 158.001.001.005.004.003.001.004.006.002. | 18.6000 | Material | 0 | 0.0000
571939 | A-506-2BHK Internal Flat DB Work | No. | 1.0000 | 1.0000 | 28289 | 10A Single Pole MCB (IH31P0C010) | No. | 4.0000 | 100.0000 | 158.001.001.005.004.003.001.004.006.003. | 100.0000 | Material | 0 | 0.0000
571939 | A-506-2BHK Internal Flat DB Work | No. | 1.0000 | 1.0000 | 28297 | 20A Single Pole MCB (IH31P0C020) | No. | 8.0000 | 300.0000 | 158.001.001.005.004.003.001.004.006.003. | 300.0000 | Material | 0 | 0.0000
571939 | A-506-2BHK Internal Flat DB Work | No. | 1.0000 | 1.0000 | 28776 | 4 Way TPN DB with tel. compartment IHETPNYV004 | No. | 1.0000 | 118.0000 | 158.001.001.005.004.003.001.004.006.003. | 100.0000 | Material | 45 | 18.0000 | C+S GST 18% I/P RD
571939 | A-506-2BHK Internal Flat DB Work | No. | 1.0000 | 1.0000 | 28545 | 40 AMP RCCB 4 Pole 30ma IH3R440030 | No. | 1.0000 | 118.0000 | 158.001.001.005.004.003.001.004.006.003. | 100.0000 | Material | 45 | 18.0000 | C+S GST 18% I/P RD
610528 | A-506-2BHK Int. Flat Switch Socket Material | No. | 1.0000 | 1.0000 | 5238 | 16A 1way switch w indi.(572063 | No. | 8.0000 | 127.5800 | 158.001.001.005.004.003.001.004.006.004. | 0.0000 | Material | 0 | 0.0000
610528 | A-506-2BHK Int. Flat Switch Socket Material | No. | 1.0000 | 1.0000 | 8655 | 16A socket (573471) | No. | 10.0000 | 254.0000 | 158.001.001.005.004.003.001.004.006.004. | 254.0000 | Material | 0 | 0.0000
610528 | A-506-2BHK Int. Flat Switch Socket Material | No. | 1.0000 | 1.0000 | 793 | 6 A Bell Push (573413) | No. | 1.0000 | 22.0500 | 158.001.001.005.004.003.001.004.006.004. | 0.0000 | Material | 0 | 0.0000
610528 | A-506-2BHK Int. Flat Switch Socket Material | No. | 1.0000 | 1.0000 | 7294 | 6A 2 Way Switch (573402) | No. | 4.0000 | 130.0000 | 158.001.001.005.004.003.001.004.006.004. | 0.0000 | Material | 0 | 0.0000
610528 | A-506-2BHK Int. Flat Switch Socket Material | No. | 1.0000 | 1.0000 | 28162 | 6A 3Pin Socket (573424) | No. | 25.0000 | 290.0000 | 158.001.001.005.004.003.001.004.006.004. | 290.0000 | Material | 0 | 0.0000
610528 | A-506-2BHK Int. Flat Switch Socket Material | No. | 1.0000 | 1.0000 | 5240 | 6A One way Switch (573400) | No. | 51.0000 | 72.7600 | 158.001.001.005.004.003.001.004.006.004. | 0.0000 | Material | 0 | 0.0000
610528 | A-506-2BHK Int. Flat Switch Socket Material | No. | 1.0000 | 1.0000 | 2556 | Angle Holder | No. | 5.0000 | 28.0000 | 158.001.001.005.004.003.001.004.006.004. | 0.0000 | Material | 0 | 0.0000
610528 | A-506-2BHK Int. Flat Switch Socket Material | No. | 1.0000 | 1.0000 | 5244 | Blank Plate 1m (573449) | No. | 9.0000 | 19.8400 | 158.001.001.005.004.003.001.004.006.004. | 0.0000 | Material | 0 | 0.0000
610528 | A-506-2BHK Int. Flat Switch Socket Material | No. | 1.0000 | 1.0000 | 1714 | Connector | No. | 4.0000 | 9.0000 | 158.001.001.005.004.003.001.004.006.004. | 0.0000 | Material | 0 | 0.0000
610528 | A-506-2BHK Int. Flat Switch Socket Material | No. | 1.0000 | 1.0000 | 6758 | Fan Step Reg (573469) | No. | 6.0000 | 432.3400 | 158.001.001.005.004.003.001.004.006.004. | 0.0000 | Material | 0 | 0.0000
610528 | A-506-2BHK Int. Flat Switch Socket Material | No. | 1.0000 | 1.0000 | 3287 | Round Plate 4" - No. | No. | 38.0000 | 9.0000 | 158.001.001.005.004.003.001.004.006.004. | 0.0000 | Material | 0 | 0.0000
610528 | A-506-2BHK Int. Flat Switch Socket Material | No. | 1.0000 | 1.0000 | 9555 | Round Plate 6" | No. | 6.0000 | 6.0000 | 158.001.001.005.004.003.001.004.006.004. | 0.0000 | Material | 0 | 0.0000
610528 | A-506-2BHK Int. Flat Switch Socket Material | No. | 1.0000 | 1.0000 | 6757 | T.V. Socket (573425) | No. | 3.0000 | 83.1600 | 158.001.001.005.004.003.001.004.006.004. | 0.0000 | Material | 0 | 0.0000
610528 | A-506-2BHK Int. Flat Switch Socket Material | No. | 1.0000 | 1.0000 | 5242 | Tel. Socket 1mod (573426) | No. | 1.0000 | 79.3800 | 158.001.001.005.004.003.001.004.006.004. | 0.0000 | Material | 0 | 0.0000
667570 | A-506-2BHK Internal Flat Wiring. | No. | 1.0000 | 1.0000 | 23458 | 2 Pair telephone cable | Mtrs | 8.5000 | 50.0000 | 158.001.001.005.004.003.001.004.006.005. | 50.0000 | Material | 0 | 0.0000
667570 | A-506-2BHK Internal Flat Wiring. | No. | 1.0000 | 1.0000 | 12468 | PVC Copper Wire 1.5 Sqmm black | Mtrs | 82.5000 | 8.8600 | 158.001.001.005.004.003.001.004.006.005. | 8.8600 | Material | 0 | 0.0000
667570 | A-506-2BHK Internal Flat Wiring. | No. | 1.0000 | 1.0000 | 12530 | PVC Copper Wire 1.5 Sqmm blue | Mtrs | 82.0000 | 8.8600 | 158.001.001.005.004.003.001.004.006.005. | 8.8600 | Material | 0 | 0.0000
667570 | A-506-2BHK Internal Flat Wiring. | No. | 1.0000 | 1.0000 | 12469 | PVC Copper Wire 1.5 Sqmm green | Mtrs | 78.9800 | 8.8700 | 158.001.001.005.004.003.001.004.006.005. | 0.0000 | Material | 0 | 0.0000
667570 | A-506-2BHK Internal Flat Wiring. | No. | 1.0000 | 1.0000 | 26439 | PVC Copper Wire 1.5 Sqmm Grey | Mtrs | 65.0000 | 100.0000 | 158.001.001.005.004.003.001.004.006.005. | 100.0000 | Material | 0 | 0.0000
667570 | A-506-2BHK Internal Flat Wiring. | No. | 1.0000 | 1.0000 | 12466 | PVC Copper Wire 1.5 Sqmm red | Mtrs | 34.5000 | 8.8700 | 158.001.001.005.004.003.001.004.006.005. | 8.8700 | Material | 0 | 0.0000
667570 | A-506-2BHK Internal Flat Wiring. | No. | 1.0000 | 1.0000 | 12529 | PVC Copper Wire 1.5 Sqmm yellow | Mtrs | 145.5000 | 10.0000 | 158.001.001.005.004.003.001.004.006.005. | 10.0000 | Material | 0 | 0.0000
667570 | A-506-2BHK Internal Flat Wiring. | No. | 1.0000 | 1.0000 | 12471 | PVC Copper Wire 2.5 Sqmm black | Mtrs | 92.0000 | 14.2800 | 158.001.001.005.004.003.001.004.006.005. | 14.2800 | Material | 0 | 0.0000
667570 | A-506-2BHK Internal Flat Wiring. | No. | 1.0000 | 1.0000 | 12527 | PVC Copper Wire 2.5 Sqmm blue | Mtrs | 144.0000 | 14.2800 | 158.001.001.005.004.003.001.004.006.005. | 0.0000 | Material | 0 | 0.0000
667570 | A-506-2BHK Internal Flat Wiring. | No. | 1.0000 | 1.0000 | 12472 | PVC Copper Wire 2.5 Sqmm green | Mtrs | 50.5000 | 14.2800 | 158.001.001.005.004.003.001.004.006.005. | 0.0000 | Material | 0 | 0.0000
667570 | A-506-2BHK Internal Flat Wiring. | No. | 1.0000 | 1.0000 | 12470 | PVC Copper Wire 2.5 Sqmm red | Mtrs | 75.2500 | 14.2800 | 158.001.001.005.004.003.001.004.006.005. | 0.0000 | Material | 0 | 0.0000
667570 | A-506-2BHK Internal Flat Wiring. | No. | 1.0000 | 1.0000 | 12528 | PVC Copper Wire 2.5 Sqmm yellow | Mtrs | 22.0000 | 14.2800 | 158.001.001.005.004.003.001.004.006.005. | 14.2800 | Material | 0 | 0.0000
667570 | A-506-2BHK Internal Flat Wiring. | No. | 1.0000 | 1.0000 | 12475 | PVC Copper Wire 4 Sqmm black | Mtrs | 76.5000 | 21.1200 | 158.001.001.005.004.003.001.004.006.005. | 0.0000 | Material | 0 | 0.0000
667570 | A-506-2BHK Internal Flat Wiring. | No. | 1.0000 | 1.0000 | 13068 | PVC Copper Wire 4 Sqmm blue | Mtrs | 144.0000 | 10.0000 | 158.001.001.005.004.003.001.004.006.005. | 0.0000 | Material | 0 | 0.0000
667570 | A-506-2BHK Internal Flat Wiring. | No. | 1.0000 | 1.0000 | 12474 | PVC Copper Wire 4 Sqmm red | Mtrs | 73.5000 | 21.1200 | 158.001.001.005.004.003.001.004.006.005. | 0.0000 | Material | 0 | 0.0000
667570 | A-506-2BHK Internal Flat Wiring. | No. | 1.0000 | 1.0000 | 13067 | PVC Copper Wire 4 Sqmm yellow | Mtrs | 84.5000 | 10.0000 | 158.001.001.005.004.003.001.004.006.005. | 0.0000 | Material | 0 | 0.0000
667570 | A-506-2BHK Internal Flat Wiring. | No. | 1.0000 | 1.0000 | 1010 | RG-6 Co-Axial Cable | Mtrs | 19.0000 | 14.3900 | 158.001.001.005.004.003.001.004.006.005. | 0.0000 | Material | 0 | 0.0000
556923 | A-507-2BHK Internal Electrical work | No. | 1.0000 | 1.0000 | 26454 | 12 Module GI Concealed Box | No. | 2.0000 | 255.0000 | 158.001.001.005.004.003.001.004.007.001. | 255.0000 | Material | 0 | 0.0000
556923 | A-507-2BHK Internal Electrical work | No. | 1.0000 | 1.0000 | 5245 | 12M Plate (575770) | No. | 2.0000 | 225.8600 | 158.001.001.005.004.003.001.004.007.001. | 0.0000 | Material | 0 | 0.0000
556923 | A-507-2BHK Internal Electrical work | No. | 1.0000 | 1.0000 | 26448 | 2 Module GI Concealed Box | No. | 9.0000 | 75.0000 | 158.001.001.005.004.003.001.004.007.001. | 75.0000 | Material | 0 | 0.0000
556923 | A-507-2BHK Internal Electrical work | No. | 1.0000 | 1.0000 | 5250 | 2M Plate (575710) | No. | 9.0000 | 60.4800 | 158.001.001.005.004.003.001.004.007.001. | 0.0000 | Material | 0 | 0.0000
556923 | A-507-2BHK Internal Electrical work | No. | 1.0000 | 1.0000 | 26449 | 3 Module GI Concealed Box | No. | 11.0000 | 105.0000 | 158.001.001.005.004.003.001.004.007.001. | 105.0000 | Material | 0 | 0.0000
556923 | A-507-2BHK Internal Electrical work | No. | 1.0000 | 1.0000 | 5249 | 3M Plate (575720) | No. | 11.0000 | 68.9800 | 158.001.001.005.004.003.001.004.007.001. | 0.0000 | Material | 0 | 0.0000
556923 | A-507-2BHK Internal Electrical work | No. | 1.0000 | 1.0000 | 26450 | 4 Module GI Concealed Box | No. | 3.0000 | 130.0000 | 158.001.001.005.004.003.001.004.007.001. | 130.0000 | Material | 0 | 0.0000
556923 | A-507-2BHK Internal Electrical work | No. | 1.0000 | 1.0000 | 5248 | 4M Plate (575730) | No. | 3.0000 | 72.7600 | 158.001.001.005.004.003.001.004.007.001. | 0.0000 | Material | 0 | 0.0000
556923 | A-507-2BHK Internal Electrical work | No. | 1.0000 | 1.0000 | 26451 | 6 Module GI Concealed Box | No. | 7.0000 | 160.0000 | 158.001.001.005.004.003.001.004.007.001. | 160.0000 | Material | 0 | 0.0000
556923 | A-507-2BHK Internal Electrical work | No. | 1.0000 | 1.0000 | 5247 | 6M Plate (575740) | No. | 7.0000 | 131.3500 | 158.001.001.005.004.003.001.004.007.001. | 0.0000 | Material | 0 | 0.0000
556923 | A-507-2BHK Internal Electrical work | No. | 1.0000 | 1.0000 | 26452 | 8 Module GI Concealed Box | No. | 4.0000 | 215.0000 | 158.001.001.005.004.003.001.004.007.001. | 215.0000 | Material | 0 | 0.0000
556923 | A-507-2BHK Internal Electrical work | No. | 1.0000 | 1.0000 | 5246 | 8M Hzl Plate (575750) | No. | 4.0000 | 144.5800 | 158.001.001.005.004.003.001.004.007.001. | 0.0000 | Material | 0 | 0.0000
556954 | A-507-2BHK Wall Conduting Material | No. | 1.0000 | 1.0000 | 8482 | Flexible Pipe 3/4" | Mtrs | 3.0000 | 5.2500 | 158.001.001.005.004.003.001.004.007.002. | 0.0000 | Material | 0 | 0.0000
556954 | A-507-2BHK Wall Conduting Material | No. | 1.0000 | 1.0000 | 501 | Nails 3" | Kgs | 0.5000 | 63.0000 | 158.001.001.005.004.003.001.004.007.002. | 0.0000 | Material | 0 | 0.0000
556954 | A-507-2BHK Wall Conduting Material | No. | 1.0000 | 1.0000 | 3246 | PVC 1 way Junction Box 1" | No. | 4.0000 | 18.2000 | 158.001.001.005.004.003.001.004.007.002. | 0.0000 | Material | 0 | 0.0000
556954 | A-507-2BHK Wall Conduting Material | No. | 1.0000 | 1.0000 | 838 | PVC Conduit Bend 1" | No. | 13.0000 | 6.3500 | 158.001.001.005.004.003.001.004.007.002. | 6.3500 | Material | 0 | 0.0000
556954 | A-507-2BHK Wall Conduting Material | No. | 1.0000 | 1.0000 | 837 | PVC Conduit Pipe 1" mtrs | Mtrs | 90.0000 | 18.6000 | 158.001.001.005.004.003.001.004.007.002. | 18.6000 | Material | 0 | 0.0000
571940 | A-507-2BHK Internal Flat DB Work | No. | 1.0000 | 1.0000 | 28289 | 10A Single Pole MCB (IH31P0C010) | No. | 4.0000 | 100.0000 | 158.001.001.005.004.003.001.004.007.003. | 100.0000 | Material | 0 | 0.0000
571940 | A-507-2BHK Internal Flat DB Work | No. | 1.0000 | 1.0000 | 28297 | 20A Single Pole MCB (IH31P0C020) | No. | 8.0000 | 300.0000 | 158.001.001.005.004.003.001.004.007.003. | 300.0000 | Material | 0 | 0.0000
571940 | A-507-2BHK Internal Flat DB Work | No. | 1.0000 | 1.0000 | 28776 | 4 Way TPN DB with tel. compartment IHETPNYV004 | No. | 1.0000 | 118.0000 | 158.001.001.005.004.003.001.004.007.003. | 100.0000 | Material | 45 | 18.0000 | C+S GST 18% I/P RD
571940 | A-507-2BHK Internal Flat DB Work | No. | 1.0000 | 1.0000 | 28545 | 40 AMP RCCB 4 Pole 30ma IH3R440030 | No. | 1.0000 | 118.0000 | 158.001.001.005.004.003.001.004.007.003. | 100.0000 | Material | 45 | 18.0000 | C+S GST 18% I/P RD
610529 | A-507-2BHK Int. Flat Switch Socket Material | No. | 1.0000 | 1.0000 | 5238 | 16A 1way switch w indi.(572063 | No. | 8.0000 | 127.5800 | 158.001.001.005.004.003.001.004.007.004. | 0.0000 | Material | 0 | 0.0000
610529 | A-507-2BHK Int. Flat Switch Socket Material | No. | 1.0000 | 1.0000 | 8655 | 16A socket (573471) | No. | 10.0000 | 254.0000 | 158.001.001.005.004.003.001.004.007.004. | 254.0000 | Material | 0 | 0.0000
610529 | A-507-2BHK Int. Flat Switch Socket Material | No. | 1.0000 | 1.0000 | 793 | 6 A Bell Push (573413) | No. | 1.0000 | 22.0500 | 158.001.001.005.004.003.001.004.007.004. | 0.0000 | Material | 0 | 0.0000
610529 | A-507-2BHK Int. Flat Switch Socket Material | No. | 1.0000 | 1.0000 | 7294 | 6A 2 Way Switch (573402) | No. | 4.0000 | 130.0000 | 158.001.001.005.004.003.001.004.007.004. | 0.0000 | Material | 0 | 0.0000
610529 | A-507-2BHK Int. Flat Switch Socket Material | No. | 1.0000 | 1.0000 | 28162 | 6A 3Pin Socket (573424) | No. | 25.0000 | 290.0000 | 158.001.001.005.004.003.001.004.007.004. | 290.0000 | Material | 0 | 0.0000
610529 | A-507-2BHK Int. Flat Switch Socket Material | No. | 1.0000 | 1.0000 | 5240 | 6A One way Switch (573400) | No. | 51.0000 | 72.7600 | 158.001.001.005.004.003.001.004.007.004. | 0.0000 | Material | 0 | 0.0000
610529 | A-507-2BHK Int. Flat Switch Socket Material | No. | 1.0000 | 1.0000 | 2556 | Angle Holder | No. | 5.0000 | 28.0000 | 158.001.001.005.004.003.001.004.007.004. | 0.0000 | Material | 0 | 0.0000
610529 | A-507-2BHK Int. Flat Switch Socket Material | No. | 1.0000 | 1.0000 | 5244 | Blank Plate 1m (573449) | No. | 9.0000 | 19.8400 | 158.001.001.005.004.003.001.004.007.004. | 0.0000 | Material | 0 | 0.0000
610529 | A-507-2BHK Int. Flat Switch Socket Material | No. | 1.0000 | 1.0000 | 1714 | Connector | No. | 4.0000 | 9.0000 | 158.001.001.005.004.003.001.004.007.004. | 0.0000 | Material | 0 | 0.0000
610529 | A-507-2BHK Int. Flat Switch Socket Material | No. | 1.0000 | 1.0000 | 6758 | Fan Step Reg (573469) | No. | 6.0000 | 432.3400 | 158.001.001.005.004.003.001.004.007.004. | 0.0000 | Material | 0 | 0.0000
610529 | A-507-2BHK Int. Flat Switch Socket Material | No. | 1.0000 | 1.0000 | 3287 | Round Plate 4" - No. | No. | 38.0000 | 9.0000 | 158.001.001.005.004.003.001.004.007.004. | 0.0000 | Material | 0 | 0.0000
610529 | A-507-2BHK Int. Flat Switch Socket Material | No. | 1.0000 | 1.0000 | 9555 | Round Plate 6" | No. | 6.0000 | 6.0000 | 158.001.001.005.004.003.001.004.007.004. | 0.0000 | Material | 0 | 0.0000
610529 | A-507-2BHK Int. Flat Switch Socket Material | No. | 1.0000 | 1.0000 | 6757 | T.V. Socket (573425) | No. | 3.0000 | 83.1600 | 158.001.001.005.004.003.001.004.007.004. | 0.0000 | Material | 0 | 0.0000
610529 | A-507-2BHK Int. Flat Switch Socket Material | No. | 1.0000 | 1.0000 | 5242 | Tel. Socket 1mod (573426) | No. | 1.0000 | 79.3800 | 158.001.001.005.004.003.001.004.007.004. | 0.0000 | Material | 0 | 0.0000
667571 | A-507-2BHK Internal Flat Wiring. | No. | 1.0000 | 1.0000 | 23458 | 2 Pair telephone cable | Mtrs | 8.5000 | 50.0000 | 158.001.001.005.004.003.001.004.007.005. | 50.0000 | Material | 0 | 0.0000
667571 | A-507-2BHK Internal Flat Wiring. | No. | 1.0000 | 1.0000 | 12468 | PVC Copper Wire 1.5 Sqmm black | Mtrs | 82.5000 | 8.8600 | 158.001.001.005.004.003.001.004.007.005. | 8.8600 | Material | 0 | 0.0000
667571 | A-507-2BHK Internal Flat Wiring. | No. | 1.0000 | 1.0000 | 12530 | PVC Copper Wire 1.5 Sqmm blue | Mtrs | 82.0000 | 8.8600 | 158.001.001.005.004.003.001.004.007.005. | 8.8600 | Material | 0 | 0.0000
667571 | A-507-2BHK Internal Flat Wiring. | No. | 1.0000 | 1.0000 | 12469 | PVC Copper Wire 1.5 Sqmm green | Mtrs | 78.9800 | 8.8700 | 158.001.001.005.004.003.001.004.007.005. | 0.0000 | Material | 0 | 0.0000
667571 | A-507-2BHK Internal Flat Wiring. | No. | 1.0000 | 1.0000 | 26439 | PVC Copper Wire 1.5 Sqmm Grey | Mtrs | 65.0000 | 100.0000 | 158.001.001.005.004.003.001.004.007.005. | 100.0000 | Material | 0 | 0.0000
667571 | A-507-2BHK Internal Flat Wiring. | No. | 1.0000 | 1.0000 | 12466 | PVC Copper Wire 1.5 Sqmm red | Mtrs | 34.5000 | 8.8700 | 158.001.001.005.004.003.001.004.007.005. | 8.8700 | Material | 0 | 0.0000
667571 | A-507-2BHK Internal Flat Wiring. | No. | 1.0000 | 1.0000 | 12529 | PVC Copper Wire 1.5 Sqmm yellow | Mtrs | 145.5000 | 10.0000 | 158.001.001.005.004.003.001.004.007.005. | 10.0000 | Material | 0 | 0.0000
667571 | A-507-2BHK Internal Flat Wiring. | No. | 1.0000 | 1.0000 | 12471 | PVC Copper Wire 2.5 Sqmm black | Mtrs | 92.0000 | 14.2800 | 158.001.001.005.004.003.001.004.007.005. | 14.2800 | Material | 0 | 0.0000
667571 | A-507-2BHK Internal Flat Wiring. | No. | 1.0000 | 1.0000 | 12527 | PVC Copper Wire 2.5 Sqmm blue | Mtrs | 144.0000 | 14.2800 | 158.001.001.005.004.003.001.004.007.005. | 0.0000 | Material | 0 | 0.0000
667571 | A-507-2BHK Internal Flat Wiring. | No. | 1.0000 | 1.0000 | 12472 | PVC Copper Wire 2.5 Sqmm green | Mtrs | 50.5000 | 14.2800 | 158.001.001.005.004.003.001.004.007.005. | 0.0000 | Material | 0 | 0.0000
667571 | A-507-2BHK Internal Flat Wiring. | No. | 1.0000 | 1.0000 | 12470 | PVC Copper Wire 2.5 Sqmm red | Mtrs | 75.2500 | 14.2800 | 158.001.001.005.004.003.001.004.007.005. | 0.0000 | Material | 0 | 0.0000
667571 | A-507-2BHK Internal Flat Wiring. | No. | 1.0000 | 1.0000 | 12528 | PVC Copper Wire 2.5 Sqmm yellow | Mtrs | 22.0000 | 14.2800 | 158.001.001.005.004.003.001.004.007.005. | 14.2800 | Material | 0 | 0.0000
667571 | A-507-2BHK Internal Flat Wiring. | No. | 1.0000 | 1.0000 | 12475 | PVC Copper Wire 4 Sqmm black | Mtrs | 76.5000 | 21.1200 | 158.001.001.005.004.003.001.004.007.005. | 0.0000 | Material | 0 | 0.0000
667571 | A-507-2BHK Internal Flat Wiring. | No. | 1.0000 | 1.0000 | 13068 | PVC Copper Wire 4 Sqmm blue | Mtrs | 144.0000 | 10.0000 | 158.001.001.005.004.003.001.004.007.005. | 0.0000 | Material | 0 | 0.0000
667571 | A-507-2BHK Internal Flat Wiring. | No. | 1.0000 | 1.0000 | 12474 | PVC Copper Wire 4 Sqmm red | Mtrs | 73.5000 | 21.1200 | 158.001.001.005.004.003.001.004.007.005. | 0.0000 | Material | 0 | 0.0000
667571 | A-507-2BHK Internal Flat Wiring. | No. | 1.0000 | 1.0000 | 13067 | PVC Copper Wire 4 Sqmm yellow | Mtrs | 84.5000 | 10.0000 | 158.001.001.005.004.003.001.004.007.005. | 0.0000 | Material | 0 | 0.0000
667571 | A-507-2BHK Internal Flat Wiring. | No. | 1.0000 | 1.0000 | 1010 | RG-6 Co-Axial Cable | Mtrs | 19.0000 | 14.3900 | 158.001.001.005.004.003.001.004.007.005. | 0.0000 | Material | 0 | 0.0000
556924 | A-508-3BHK Internal Electrical work | No. | 1.0000 | 1.0000 | 26454 | 12 Module GI Concealed Box | No. | 2.0000 | 255.0000 | 158.001.001.005.004.003.001.004.008.001. | 255.0000 | Material | 0 | 0.0000
556924 | A-508-3BHK Internal Electrical work | No. | 1.0000 | 1.0000 | 5245 | 12M Plate (575770) | No. | 2.0000 | 225.8600 | 158.001.001.005.004.003.001.004.008.001. | 0.0000 | Material | 0 | 0.0000
556924 | A-508-3BHK Internal Electrical work | No. | 1.0000 | 1.0000 | 26448 | 2 Module GI Concealed Box | No. | 13.0000 | 75.0000 | 158.001.001.005.004.003.001.004.008.001. | 75.0000 | Material | 0 | 0.0000
556924 | A-508-3BHK Internal Electrical work | No. | 1.0000 | 1.0000 | 5250 | 2M Plate (575710) | No. | 13.0000 | 60.4800 | 158.001.001.005.004.003.001.004.008.001. | 0.0000 | Material | 0 | 0.0000
556924 | A-508-3BHK Internal Electrical work | No. | 1.0000 | 1.0000 | 26449 | 3 Module GI Concealed Box | No. | 11.0000 | 105.0000 | 158.001.001.005.004.003.001.004.008.001. | 105.0000 | Material | 0 | 0.0000
556924 | A-508-3BHK Internal Electrical work | No. | 1.0000 | 1.0000 | 5249 | 3M Plate (575720) | No. | 11.0000 | 68.9800 | 158.001.001.005.004.003.001.004.008.001. | 0.0000 | Material | 0 | 0.0000
556924 | A-508-3BHK Internal Electrical work | No. | 1.0000 | 1.0000 | 26450 | 4 Module GI Concealed Box | No. | 4.0000 | 130.0000 | 158.001.001.005.004.003.001.004.008.001. | 130.0000 | Material | 0 | 0.0000
556924 | A-508-3BHK Internal Electrical work | No. | 1.0000 | 1.0000 | 5248 | 4M Plate (575730) | No. | 4.0000 | 72.7600 | 158.001.001.005.004.003.001.004.008.001. | 0.0000 | Material | 0 | 0.0000
556924 | A-508-3BHK Internal Electrical work | No. | 1.0000 | 1.0000 | 26451 | 6 Module GI Concealed Box | No. | 9.0000 | 160.0000 | 158.001.001.005.004.003.001.004.008.001. | 160.0000 | Material | 0 | 0.0000
556924 | A-508-3BHK Internal Electrical work | No. | 1.0000 | 1.0000 | 5247 | 6M Plate (575740) | No. | 9.0000 | 131.3500 | 158.001.001.005.004.003.001.004.008.001. | 0.0000 | Material | 0 | 0.0000
556924 | A-508-3BHK Internal Electrical work | No. | 1.0000 | 1.0000 | 26452 | 8 Module GI Concealed Box | No. | 5.0000 | 215.0000 | 158.001.001.005.004.003.001.004.008.001. | 215.0000 | Material | 0 | 0.0000
556924 | A-508-3BHK Internal Electrical work | No. | 1.0000 | 1.0000 | 5246 | 8M Hzl Plate (575750) | No. | 5.0000 | 144.5800 | 158.001.001.005.004.003.001.004.008.001. | 0.0000 | Material | 0 | 0.0000
556955 | A-508-3BHK Wall Conduting Material | No. | 1.0000 | 1.0000 | 8482 | Flexible Pipe 3/4" | Mtrs | 3.0000 | 5.2500 | 158.001.001.005.004.003.001.004.008.002. | 0.0000 | Material | 0 | 0.0000
556955 | A-508-3BHK Wall Conduting Material | No. | 1.0000 | 1.0000 | 501 | Nails 3" | Kgs | 0.5000 | 63.0000 | 158.001.001.005.004.003.001.004.008.002. | 0.0000 | Material | 0 | 0.0000
556955 | A-508-3BHK Wall Conduting Material | No. | 1.0000 | 1.0000 | 3246 | PVC 1 way Junction Box 1" | No. | 6.0000 | 18.2000 | 158.001.001.005.004.003.001.004.008.002. | 0.0000 | Material | 0 | 0.0000
556955 | A-508-3BHK Wall Conduting Material | No. | 1.0000 | 1.0000 | 838 | PVC Conduit Bend 1" | No. | 15.0000 | 6.3500 | 158.001.001.005.004.003.001.004.008.002. | 6.3500 | Material | 0 | 0.0000
556955 | A-508-3BHK Wall Conduting Material | No. | 1.0000 | 1.0000 | 837 | PVC Conduit Pipe 1" mtrs | Mtrs | 105.0000 | 18.6000 | 158.001.001.005.004.003.001.004.008.002. | 18.6000 | Material | 0 | 0.0000
571941 | A-508-3BHK Internal Flat DB Work | No. | 1.0000 | 1.0000 | 28289 | 10A Single Pole MCB (IH31P0C010) | No. | 3.0000 | 100.0000 | 158.001.001.005.004.003.001.004.008.003. | 100.0000 | Material | 0 | 0.0000
571941 | A-508-3BHK Internal Flat DB Work | No. | 1.0000 | 1.0000 | 28297 | 20A Single Pole MCB (IH31P0C020) | No. | 9.0000 | 300.0000 | 158.001.001.005.004.003.001.004.008.003. | 300.0000 | Material | 0 | 0.0000
571941 | A-508-3BHK Internal Flat DB Work | No. | 1.0000 | 1.0000 | 28545 | 40 AMP RCCB 4 Pole 30ma IH3R440030 | No. | 1.0000 | 118.0000 | 158.001.001.005.004.003.001.004.008.003. | 100.0000 | Material | 45 | 18.0000 | C+S GST 18% I/P RD
571941 | A-508-3BHK Internal Flat DB Work | No. | 1.0000 | 1.0000 | 28777 | 6 Way TPN DB with tel. compartment IHETPNTV006 | No. | 1.0000 | 118.0000 | 158.001.001.005.004.003.001.004.008.003. | 100.0000 | Material | 45 | 18.0000 | C+S GST 18% I/P RD
606862 | A-508-3BHK Int. Flat Switch Socket Material | No. | 1.0000 | 1.0000 | 5238 | 16A 1way switch w indi.(572063 | No. | 12.0000 | 127.5800 | 158.001.001.005.004.003.001.004.008.004. | 0.0000 | Material | 0 | 0.0000
606862 | A-508-3BHK Int. Flat Switch Socket Material | No. | 1.0000 | 1.0000 | 8655 | 16A socket (573471) | No. | 12.0000 | 254.0000 | 158.001.001.005.004.003.001.004.008.004. | 254.0000 | Material | 0 | 0.0000
606862 | A-508-3BHK Int. Flat Switch Socket Material | No. | 1.0000 | 1.0000 | 793 | 6 A Bell Push (573413) | No. | 1.0000 | 22.0500 | 158.001.001.005.004.003.001.004.008.004. | 0.0000 | Material | 0 | 0.0000
606862 | A-508-3BHK Int. Flat Switch Socket Material | No. | 1.0000 | 1.0000 | 7294 | 6A 2 Way Switch (573402) | No. | 6.0000 | 130.0000 | 158.001.001.005.004.003.001.004.008.004. | 0.0000 | Material | 0 | 0.0000
606862 | A-508-3BHK Int. Flat Switch Socket Material | No. | 1.0000 | 1.0000 | 28162 | 6A 3Pin Socket (573424) | No. | 30.0000 | 290.0000 | 158.001.001.005.004.003.001.004.008.004. | 290.0000 | Material | 0 | 0.0000
606862 | A-508-3BHK Int. Flat Switch Socket Material | No. | 1.0000 | 1.0000 | 5240 | 6A One way Switch (573400) | No. | 61.0000 | 72.7600 | 158.001.001.005.004.003.001.004.008.004. | 0.0000 | Material | 0 | 0.0000
606862 | A-508-3BHK Int. Flat Switch Socket Material | No. | 1.0000 | 1.0000 | 2556 | Angle Holder | No. | 6.0000 | 28.0000 | 158.001.001.005.004.003.001.004.008.004. | 0.0000 | Material | 0 | 0.0000
606862 | A-508-3BHK Int. Flat Switch Socket Material | No. | 1.0000 | 1.0000 | 5244 | Blank Plate 1m (573449) | No. | 9.0000 | 19.8400 | 158.001.001.005.004.003.001.004.008.004. | 0.0000 | Material | 0 | 0.0000
606862 | A-508-3BHK Int. Flat Switch Socket Material | No. | 1.0000 | 1.0000 | 1714 | Connector | No. | 5.0000 | 9.0000 | 158.001.001.005.004.003.001.004.008.004. | 0.0000 | Material | 0 | 0.0000
606862 | A-508-3BHK Int. Flat Switch Socket Material | No. | 1.0000 | 1.0000 | 6758 | Fan Step Reg (573469) | No. | 7.0000 | 432.3400 | 158.001.001.005.004.003.001.004.008.004. | 0.0000 | Material | 0 | 0.0000
606862 | A-508-3BHK Int. Flat Switch Socket Material | No. | 1.0000 | 1.0000 | 3287 | Round Plate 4" - No. | No. | 44.0000 | 9.0000 | 158.001.001.005.004.003.001.004.008.004. | 0.0000 | Material | 0 | 0.0000
606862 | A-508-3BHK Int. Flat Switch Socket Material | No. | 1.0000 | 1.0000 | 9555 | Round Plate 6" | No. | 7.0000 | 6.0000 | 158.001.001.005.004.003.001.004.008.004. | 0.0000 | Material | 0 | 0.0000
606862 | A-508-3BHK Int. Flat Switch Socket Material | No. | 1.0000 | 1.0000 | 6757 | T.V. Socket (573425) | No. | 4.0000 | 83.1600 | 158.001.001.005.004.003.001.004.008.004. | 0.0000 | Material | 0 | 0.0000
606862 | A-508-3BHK Int. Flat Switch Socket Material | No. | 1.0000 | 1.0000 | 5242 | Tel. Socket 1mod (573426) | No. | 1.0000 | 79.3800 | 158.001.001.005.004.003.001.004.008.004. | 0.0000 | Material | 0 | 0.0000
667572 | A-508-3BHK Internal Flat Wiring. | No. | 1.0000 | 1.0000 | 23458 | 2 Pair telephone cable | Mtrs | 9.7500 | 50.0000 | 158.001.001.005.004.003.001.004.008.005. | 50.0000 | Material | 0 | 0.0000
667572 | A-508-3BHK Internal Flat Wiring. | No. | 1.0000 | 1.0000 | 12468 | PVC Copper Wire 1.5 Sqmm black | Mtrs | 108.0000 | 8.8600 | 158.001.001.005.004.003.001.004.008.005. | 8.8600 | Material | 0 | 0.0000
667572 | A-508-3BHK Internal Flat Wiring. | No. | 1.0000 | 1.0000 | 12530 | PVC Copper Wire 1.5 Sqmm blue | Mtrs | 139.0000 | 8.8600 | 158.001.001.005.004.003.001.004.008.005. | 8.8600 | Material | 0 | 0.0000
667572 | A-508-3BHK Internal Flat Wiring. | No. | 1.0000 | 1.0000 | 12469 | PVC Copper Wire 1.5 Sqmm green | Mtrs | 78.9800 | 8.8700 | 158.001.001.005.004.003.001.004.008.005. | 0.0000 | Material | 0 | 0.0000
667572 | A-508-3BHK Internal Flat Wiring. | No. | 1.0000 | 1.0000 | 26439 | PVC Copper Wire 1.5 Sqmm Grey | Mtrs | 85.0000 | 100.0000 | 158.001.001.005.004.003.001.004.008.005. | 100.0000 | Material | 0 | 0.0000
667572 | A-508-3BHK Internal Flat Wiring. | No. | 1.0000 | 1.0000 | 12466 | PVC Copper Wire 1.5 Sqmm red | Mtrs | 46.0000 | 8.8700 | 158.001.001.005.004.003.001.004.008.005. | 8.8700 | Material | 0 | 0.0000
667572 | A-508-3BHK Internal Flat Wiring. | No. | 1.0000 | 1.0000 | 12529 | PVC Copper Wire 1.5 Sqmm yellow | Mtrs | 168.0000 | 10.0000 | 158.001.001.005.004.003.001.004.008.005. | 10.0000 | Material | 0 | 0.0000
667572 | A-508-3BHK Internal Flat Wiring. | No. | 1.0000 | 1.0000 | 12471 | PVC Copper Wire 2.5 Sqmm black | Mtrs | 94.0000 | 14.2800 | 158.001.001.005.004.003.001.004.008.005. | 14.2800 | Material | 0 | 0.0000
667572 | A-508-3BHK Internal Flat Wiring. | No. | 1.0000 | 1.0000 | 12527 | PVC Copper Wire 2.5 Sqmm blue | Mtrs | 25.0000 | 14.2800 | 158.001.001.005.004.003.001.004.008.005. | 0.0000 | Material | 0 | 0.0000
667572 | A-508-3BHK Internal Flat Wiring. | No. | 1.0000 | 1.0000 | 12472 | PVC Copper Wire 2.5 Sqmm green | Mtrs | 104.0000 | 14.2800 | 158.001.001.005.004.003.001.004.008.005. | 0.0000 | Material | 0 | 0.0000
667572 | A-508-3BHK Internal Flat Wiring. | No. | 1.0000 | 1.0000 | 12470 | PVC Copper Wire 2.5 Sqmm red | Mtrs | 75.2500 | 14.2800 | 158.001.001.005.004.003.001.004.008.005. | 0.0000 | Material | 0 | 0.0000
667572 | A-508-3BHK Internal Flat Wiring. | No. | 1.0000 | 1.0000 | 12528 | PVC Copper Wire 2.5 Sqmm yellow | Mtrs | 35.0000 | 14.2800 | 158.001.001.005.004.003.001.004.008.005. | 14.2800 | Material | 0 | 0.0000
667572 | A-508-3BHK Internal Flat Wiring. | No. | 1.0000 | 1.0000 | 12475 | PVC Copper Wire 4 Sqmm black | Mtrs | 109.0000 | 21.1200 | 158.001.001.005.004.003.001.004.008.005. | 0.0000 | Material | 0 | 0.0000
667572 | A-508-3BHK Internal Flat Wiring. | No. | 1.0000 | 1.0000 | 13068 | PVC Copper Wire 4 Sqmm blue | Mtrs | 28.0000 | 10.0000 | 158.001.001.005.004.003.001.004.008.005. | 0.0000 | Material | 0 | 0.0000
667572 | A-508-3BHK Internal Flat Wiring. | No. | 1.0000 | 1.0000 | 12474 | PVC Copper Wire 4 Sqmm red | Mtrs | 28.0000 | 21.1200 | 158.001.001.005.004.003.001.004.008.005. | 0.0000 | Material | 0 | 0.0000
667572 | A-508-3BHK Internal Flat Wiring. | No. | 1.0000 | 1.0000 | 13067 | PVC Copper Wire 4 Sqmm yellow | Mtrs | 59.0000 | 10.0000 | 158.001.001.005.004.003.001.004.008.005. | 0.0000 | Material | 0 | 0.0000
667572 | A-508-3BHK Internal Flat Wiring. | No. | 1.0000 | 1.0000 | 1010 | RG-6 Co-Axial Cable | Mtrs | 17.0000 | 14.3900 | 158.001.001.005.004.003.001.004.008.005. | 0.0000 | Material | 0 | 0.0000
560082 | A-601-3BHK Internal Electrical work | No. | 1.0000 | 1.0000 | 26454 | 12 Module GI Concealed Box | No. | 2.0000 | 255.0000 | 158.001.001.005.004.003.001.005.001.001. | 255.0000 | Material | 0 | 0.0000
560082 | A-601-3BHK Internal Electrical work | No. | 1.0000 | 1.0000 | 5245 | 12M Plate (575770) | No. | 2.0000 | 225.8600 | 158.001.001.005.004.003.001.005.001.001. | 0.0000 | Material | 0 | 0.0000
560082 | A-601-3BHK Internal Electrical work | No. | 1.0000 | 1.0000 | 26448 | 2 Module GI Concealed Box | No. | 13.0000 | 75.0000 | 158.001.001.005.004.003.001.005.001.001. | 75.0000 | Material | 0 | 0.0000
560082 | A-601-3BHK Internal Electrical work | No. | 1.0000 | 1.0000 | 5250 | 2M Plate (575710) | No. | 13.0000 | 60.4800 | 158.001.001.005.004.003.001.005.001.001. | 0.0000 | Material | 0 | 0.0000
560082 | A-601-3BHK Internal Electrical work | No. | 1.0000 | 1.0000 | 26449 | 3 Module GI Concealed Box | No. | 11.0000 | 105.0000 | 158.001.001.005.004.003.001.005.001.001. | 105.0000 | Material | 0 | 0.0000
560082 | A-601-3BHK Internal Electrical work | No. | 1.0000 | 1.0000 | 5249 | 3M Plate (575720) | No. | 11.0000 | 68.9800 | 158.001.001.005.004.003.001.005.001.001. | 0.0000 | Material | 0 | 0.0000
560082 | A-601-3BHK Internal Electrical work | No. | 1.0000 | 1.0000 | 26450 | 4 Module GI Concealed Box | No. | 4.0000 | 130.0000 | 158.001.001.005.004.003.001.005.001.001. | 130.0000 | Material | 0 | 0.0000
560082 | A-601-3BHK Internal Electrical work | No. | 1.0000 | 1.0000 | 5248 | 4M Plate (575730) | No. | 4.0000 | 72.7600 | 158.001.001.005.004.003.001.005.001.001. | 0.0000 | Material | 0 | 0.0000
560082 | A-601-3BHK Internal Electrical work | No. | 1.0000 | 1.0000 | 26451 | 6 Module GI Concealed Box | No. | 9.0000 | 160.0000 | 158.001.001.005.004.003.001.005.001.001. | 160.0000 | Material | 0 | 0.0000
560082 | A-601-3BHK Internal Electrical work | No. | 1.0000 | 1.0000 | 5247 | 6M Plate (575740) | No. | 9.0000 | 131.3500 | 158.001.001.005.004.003.001.005.001.001. | 0.0000 | Material | 0 | 0.0000
560082 | A-601-3BHK Internal Electrical work | No. | 1.0000 | 1.0000 | 26452 | 8 Module GI Concealed Box | No. | 5.0000 | 215.0000 | 158.001.001.005.004.003.001.005.001.001. | 215.0000 | Material | 0 | 0.0000
560082 | A-601-3BHK Internal Electrical work | No. | 1.0000 | 1.0000 | 5246 | 8M Hzl Plate (575750) | No. | 5.0000 | 144.5800 | 158.001.001.005.004.003.001.005.001.001. | 0.0000 | Material | 0 | 0.0000
560083 | A-601-3BHK Wall Conduting Material | No. | 1.0000 | 1.0000 | 8482 | Flexible Pipe 3/4" | Mtrs | 3.0000 | 5.2500 | 158.001.001.005.004.003.001.005.001.002. | 0.0000 | Material | 0 | 0.0000
560083 | A-601-3BHK Wall Conduting Material | No. | 1.0000 | 1.0000 | 501 | Nails 3" | Kgs | 0.5000 | 63.0000 | 158.001.001.005.004.003.001.005.001.002. | 0.0000 | Material | 0 | 0.0000
560083 | A-601-3BHK Wall Conduting Material | No. | 1.0000 | 1.0000 | 3246 | PVC 1 way Junction Box 1" | No. | 6.0000 | 18.2000 | 158.001.001.005.004.003.001.005.001.002. | 0.0000 | Material | 0 | 0.0000
560083 | A-601-3BHK Wall Conduting Material | No. | 1.0000 | 1.0000 | 838 | PVC Conduit Bend 1" | No. | 15.0000 | 6.3500 | 158.001.001.005.004.003.001.005.001.002. | 6.3500 | Material | 0 | 0.0000
560083 | A-601-3BHK Wall Conduting Material | No. | 1.0000 | 1.0000 | 837 | PVC Conduit Pipe 1" mtrs | Mtrs | 105.0000 | 18.6000 | 158.001.001.005.004.003.001.005.001.002. | 18.6000 | Material | 0 | 0.0000
571942 | A-601-3BHK Internal Flat DB Work | No. | 1.0000 | 1.0000 | 28289 | 10A Single Pole MCB (IH31P0C010) | No. | 3.0000 | 100.0000 | 158.001.001.005.004.003.001.005.001.003. | 100.0000 | Material | 0 | 0.0000
571942 | A-601-3BHK Internal Flat DB Work | No. | 1.0000 | 1.0000 | 28297 | 20A Single Pole MCB (IH31P0C020) | No. | 9.0000 | 300.0000 | 158.001.001.005.004.003.001.005.001.003. | 300.0000 | Material | 0 | 0.0000
571942 | A-601-3BHK Internal Flat DB Work | No. | 1.0000 | 1.0000 | 28545 | 40 AMP RCCB 4 Pole 30ma IH3R440030 | No. | 1.0000 | 118.0000 | 158.001.001.005.004.003.001.005.001.003. | 100.0000 | Material | 45 | 18.0000 | C+S GST 18% I/P RD
571942 | A-601-3BHK Internal Flat DB Work | No. | 1.0000 | 1.0000 | 28777 | 6 Way TPN DB with tel. compartment IHETPNTV006 | No. | 1.0000 | 118.0000 | 158.001.001.005.004.003.001.005.001.003. | 100.0000 | Material | 45 | 18.0000 | C+S GST 18% I/P RD
606863 | A-601-3BHK Int. Flat Switch Socket Material | No. | 1.0000 | 1.0000 | 5238 | 16A 1way switch w indi.(572063 | No. | 12.0000 | 127.5800 | 158.001.001.005.004.003.001.005.001.004. | 0.0000 | Material | 0 | 0.0000
606863 | A-601-3BHK Int. Flat Switch Socket Material | No. | 1.0000 | 1.0000 | 8655 | 16A socket (573471) | No. | 12.0000 | 254.0000 | 158.001.001.005.004.003.001.005.001.004. | 254.0000 | Material | 0 | 0.0000
606863 | A-601-3BHK Int. Flat Switch Socket Material | No. | 1.0000 | 1.0000 | 793 | 6 A Bell Push (573413) | No. | 1.0000 | 22.0500 | 158.001.001.005.004.003.001.005.001.004. | 0.0000 | Material | 0 | 0.0000
606863 | A-601-3BHK Int. Flat Switch Socket Material | No. | 1.0000 | 1.0000 | 7294 | 6A 2 Way Switch (573402) | No. | 6.0000 | 130.0000 | 158.001.001.005.004.003.001.005.001.004. | 0.0000 | Material | 0 | 0.0000
606863 | A-601-3BHK Int. Flat Switch Socket Material | No. | 1.0000 | 1.0000 | 28162 | 6A 3Pin Socket (573424) | No. | 30.0000 | 290.0000 | 158.001.001.005.004.003.001.005.001.004. | 290.0000 | Material | 0 | 0.0000
606863 | A-601-3BHK Int. Flat Switch Socket Material | No. | 1.0000 | 1.0000 | 5240 | 6A One way Switch (573400) | No. | 61.0000 | 72.7600 | 158.001.001.005.004.003.001.005.001.004. | 0.0000 | Material | 0 | 0.0000
606863 | A-601-3BHK Int. Flat Switch Socket Material | No. | 1.0000 | 1.0000 | 2556 | Angle Holder | No. | 6.0000 | 28.0000 | 158.001.001.005.004.003.001.005.001.004. | 0.0000 | Material | 0 | 0.0000
606863 | A-601-3BHK Int. Flat Switch Socket Material | No. | 1.0000 | 1.0000 | 5244 | Blank Plate 1m (573449) | No. | 9.0000 | 19.8400 | 158.001.001.005.004.003.001.005.001.004. | 0.0000 | Material | 0 | 0.0000
606863 | A-601-3BHK Int. Flat Switch Socket Material | No. | 1.0000 | 1.0000 | 1714 | Connector | No. | 5.0000 | 9.0000 | 158.001.001.005.004.003.001.005.001.004. | 0.0000 | Material | 0 | 0.0000
606863 | A-601-3BHK Int. Flat Switch Socket Material | No. | 1.0000 | 1.0000 | 6758 | Fan Step Reg (573469) | No. | 7.0000 | 432.3400 | 158.001.001.005.004.003.001.005.001.004. | 0.0000 | Material | 0 | 0.0000
606863 | A-601-3BHK Int. Flat Switch Socket Material | No. | 1.0000 | 1.0000 | 3287 | Round Plate 4" - No. | No. | 44.0000 | 9.0000 | 158.001.001.005.004.003.001.005.001.004. | 0.0000 | Material | 0 | 0.0000
606863 | A-601-3BHK Int. Flat Switch Socket Material | No. | 1.0000 | 1.0000 | 9555 | Round Plate 6" | No. | 7.0000 | 6.0000 | 158.001.001.005.004.003.001.005.001.004. | 0.0000 | Material | 0 | 0.0000
606863 | A-601-3BHK Int. Flat Switch Socket Material | No. | 1.0000 | 1.0000 | 6757 | T.V. Socket (573425) | No. | 4.0000 | 83.1600 | 158.001.001.005.004.003.001.005.001.004. | 0.0000 | Material | 0 | 0.0000
606863 | A-601-3BHK Int. Flat Switch Socket Material | No. | 1.0000 | 1.0000 | 5242 | Tel. Socket 1mod (573426) | No. | 1.0000 | 79.3800 | 158.001.001.005.004.003.001.005.001.004. | 0.0000 | Material | 0 | 0.0000
667573 | A-601-3BHK Internal Flat Wiring. | No. | 1.0000 | 1.0000 | 23458 | 2 Pair telephone cable | Mtrs | 9.7500 | 50.0000 | 158.001.001.005.004.003.001.005.001.005. | 50.0000 | Material | 0 | 0.0000
667573 | A-601-3BHK Internal Flat Wiring. | No. | 1.0000 | 1.0000 | 12468 | PVC Copper Wire 1.5 Sqmm black | Mtrs | 108.0000 | 8.8600 | 158.001.001.005.004.003.001.005.001.005. | 8.8600 | Material | 0 | 0.0000
667573 | A-601-3BHK Internal Flat Wiring. | No. | 1.0000 | 1.0000 | 12530 | PVC Copper Wire 1.5 Sqmm blue | Mtrs | 139.0000 | 8.8600 | 158.001.001.005.004.003.001.005.001.005. | 8.8600 | Material | 0 | 0.0000
667573 | A-601-3BHK Internal Flat Wiring. | No. | 1.0000 | 1.0000 | 12469 | PVC Copper Wire 1.5 Sqmm green | Mtrs | 78.9800 | 8.8700 | 158.001.001.005.004.003.001.005.001.005. | 0.0000 | Material | 0 | 0.0000
667573 | A-601-3BHK Internal Flat Wiring. | No. | 1.0000 | 1.0000 | 26439 | PVC Copper Wire 1.5 Sqmm Grey | Mtrs | 85.0000 | 100.0000 | 158.001.001.005.004.003.001.005.001.005. | 100.0000 | Material | 0 | 0.0000
667573 | A-601-3BHK Internal Flat Wiring. | No. | 1.0000 | 1.0000 | 12466 | PVC Copper Wire 1.5 Sqmm red | Mtrs | 46.0000 | 8.8700 | 158.001.001.005.004.003.001.005.001.005. | 8.8700 | Material | 0 | 0.0000
667573 | A-601-3BHK Internal Flat Wiring. | No. | 1.0000 | 1.0000 | 12529 | PVC Copper Wire 1.5 Sqmm yellow | Mtrs | 168.0000 | 10.0000 | 158.001.001.005.004.003.001.005.001.005. | 10.0000 | Material | 0 | 0.0000
667573 | A-601-3BHK Internal Flat Wiring. | No. | 1.0000 | 1.0000 | 12471 | PVC Copper Wire 2.5 Sqmm black | Mtrs | 94.0000 | 14.2800 | 158.001.001.005.004.003.001.005.001.005. | 14.2800 | Material | 0 | 0.0000
667573 | A-601-3BHK Internal Flat Wiring. | No. | 1.0000 | 1.0000 | 12527 | PVC Copper Wire 2.5 Sqmm blue | Mtrs | 25.0000 | 14.2800 | 158.001.001.005.004.003.001.005.001.005. | 0.0000 | Material | 0 | 0.0000
667573 | A-601-3BHK Internal Flat Wiring. | No. | 1.0000 | 1.0000 | 12472 | PVC Copper Wire 2.5 Sqmm green | Mtrs | 104.0000 | 14.2800 | 158.001.001.005.004.003.001.005.001.005. | 0.0000 | Material | 0 | 0.0000
667573 | A-601-3BHK Internal Flat Wiring. | No. | 1.0000 | 1.0000 | 12470 | PVC Copper Wire 2.5 Sqmm red | Mtrs | 75.2500 | 14.2800 | 158.001.001.005.004.003.001.005.001.005. | 0.0000 | Material | 0 | 0.0000
667573 | A-601-3BHK Internal Flat Wiring. | No. | 1.0000 | 1.0000 | 12528 | PVC Copper Wire 2.5 Sqmm yellow | Mtrs | 35.0000 | 14.2800 | 158.001.001.005.004.003.001.005.001.005. | 14.2800 | Material | 0 | 0.0000
667573 | A-601-3BHK Internal Flat Wiring. | No. | 1.0000 | 1.0000 | 12475 | PVC Copper Wire 4 Sqmm black | Mtrs | 109.0000 | 21.1200 | 158.001.001.005.004.003.001.005.001.005. | 0.0000 | Material | 0 | 0.0000
667573 | A-601-3BHK Internal Flat Wiring. | No. | 1.0000 | 1.0000 | 13068 | PVC Copper Wire 4 Sqmm blue | Mtrs | 28.0000 | 10.0000 | 158.001.001.005.004.003.001.005.001.005. | 0.0000 | Material | 0 | 0.0000
667573 | A-601-3BHK Internal Flat Wiring. | No. | 1.0000 | 1.0000 | 12474 | PVC Copper Wire 4 Sqmm red | Mtrs | 28.0000 | 21.1200 | 158.001.001.005.004.003.001.005.001.005. | 0.0000 | Material | 0 | 0.0000
667573 | A-601-3BHK Internal Flat Wiring. | No. | 1.0000 | 1.0000 | 13067 | PVC Copper Wire 4 Sqmm yellow | Mtrs | 59.0000 | 10.0000 | 158.001.001.005.004.003.001.005.001.005. | 0.0000 | Material | 0 | 0.0000
667573 | A-601-3BHK Internal Flat Wiring. | No. | 1.0000 | 1.0000 | 1010 | RG-6 Co-Axial Cable | Mtrs | 17.0000 | 14.3900 | 158.001.001.005.004.003.001.005.001.005. | 0.0000 | Material | 0 | 0.0000
560085 | A-602-2BHK Internal Electrical work | No. | 1.0000 | 1.0000 | 26454 | 12 Module GI Concealed Box | No. | 2.0000 | 255.0000 | 158.001.001.005.004.003.001.005.002.001. | 255.0000 | Material | 0 | 0.0000
560085 | A-602-2BHK Internal Electrical work | No. | 1.0000 | 1.0000 | 5245 | 12M Plate (575770) | No. | 2.0000 | 225.8600 | 158.001.001.005.004.003.001.005.002.001. | 0.0000 | Material | 0 | 0.0000
560085 | A-602-2BHK Internal Electrical work | No. | 1.0000 | 1.0000 | 26448 | 2 Module GI Concealed Box | No. | 9.0000 | 75.0000 | 158.001.001.005.004.003.001.005.002.001. | 75.0000 | Material | 0 | 0.0000
560085 | A-602-2BHK Internal Electrical work | No. | 1.0000 | 1.0000 | 5250 | 2M Plate (575710) | No. | 9.0000 | 60.4800 | 158.001.001.005.004.003.001.005.002.001. | 0.0000 | Material | 0 | 0.0000
560085 | A-602-2BHK Internal Electrical work | No. | 1.0000 | 1.0000 | 26449 | 3 Module GI Concealed Box | No. | 11.0000 | 105.0000 | 158.001.001.005.004.003.001.005.002.001. | 105.0000 | Material | 0 | 0.0000
560085 | A-602-2BHK Internal Electrical work | No. | 1.0000 | 1.0000 | 5249 | 3M Plate (575720) | No. | 11.0000 | 68.9800 | 158.001.001.005.004.003.001.005.002.001. | 0.0000 | Material | 0 | 0.0000
560085 | A-602-2BHK Internal Electrical work | No. | 1.0000 | 1.0000 | 26450 | 4 Module GI Concealed Box | No. | 3.0000 | 130.0000 | 158.001.001.005.004.003.001.005.002.001. | 130.0000 | Material | 0 | 0.0000
560085 | A-602-2BHK Internal Electrical work | No. | 1.0000 | 1.0000 | 5248 | 4M Plate (575730) | No. | 3.0000 | 72.7600 | 158.001.001.005.004.003.001.005.002.001. | 0.0000 | Material | 0 | 0.0000
560085 | A-602-2BHK Internal Electrical work | No. | 1.0000 | 1.0000 | 26451 | 6 Module GI Concealed Box | No. | 7.0000 | 160.0000 | 158.001.001.005.004.003.001.005.002.001. | 160.0000 | Material | 0 | 0.0000
560085 | A-602-2BHK Internal Electrical work | No. | 1.0000 | 1.0000 | 5247 | 6M Plate (575740) | No. | 7.0000 | 131.3500 | 158.001.001.005.004.003.001.005.002.001. | 0.0000 | Material | 0 | 0.0000
560085 | A-602-2BHK Internal Electrical work | No. | 1.0000 | 1.0000 | 26452 | 8 Module GI Concealed Box | No. | 4.0000 | 215.0000 | 158.001.001.005.004.003.001.005.002.001. | 215.0000 | Material | 0 | 0.0000
560085 | A-602-2BHK Internal Electrical work | No. | 1.0000 | 1.0000 | 5246 | 8M Hzl Plate (575750) | No. | 4.0000 | 144.5800 | 158.001.001.005.004.003.001.005.002.001. | 0.0000 | Material | 0 | 0.0000
560086 | A-602-2BHK Wall Conduting Material | No. | 1.0000 | 1.0000 | 8482 | Flexible Pipe 3/4" | Mtrs | 3.0000 | 5.2500 | 158.001.001.005.004.003.001.005.002.002. | 0.0000 | Material | 0 | 0.0000
560086 | A-602-2BHK Wall Conduting Material | No. | 1.0000 | 1.0000 | 501 | Nails 3" | Kgs | 0.5000 | 63.0000 | 158.001.001.005.004.003.001.005.002.002. | 0.0000 | Material | 0 | 0.0000
560086 | A-602-2BHK Wall Conduting Material | No. | 1.0000 | 1.0000 | 3246 | PVC 1 way Junction Box 1" | No. | 4.0000 | 18.2000 | 158.001.001.005.004.003.001.005.002.002. | 0.0000 | Material | 0 | 0.0000
560086 | A-602-2BHK Wall Conduting Material | No. | 1.0000 | 1.0000 | 838 | PVC Conduit Bend 1" | No. | 13.0000 | 6.3500 | 158.001.001.005.004.003.001.005.002.002. | 6.3500 | Material | 0 | 0.0000
560086 | A-602-2BHK Wall Conduting Material | No. | 1.0000 | 1.0000 | 837 | PVC Conduit Pipe 1" mtrs | Mtrs | 90.0000 | 18.6000 | 158.001.001.005.004.003.001.005.002.002. | 18.6000 | Material | 0 | 0.0000
571943 | A-602-2BHK Internal Flat DB Work | No. | 1.0000 | 1.0000 | 28289 | 10A Single Pole MCB (IH31P0C010) | No. | 4.0000 | 100.0000 | 158.001.001.005.004.003.001.005.002.003. | 100.0000 | Material | 0 | 0.0000
571943 | A-602-2BHK Internal Flat DB Work | No. | 1.0000 | 1.0000 | 28297 | 20A Single Pole MCB (IH31P0C020) | No. | 8.0000 | 300.0000 | 158.001.001.005.004.003.001.005.002.003. | 300.0000 | Material | 0 | 0.0000
571943 | A-602-2BHK Internal Flat DB Work | No. | 1.0000 | 1.0000 | 28776 | 4 Way TPN DB with tel. compartment IHETPNYV004 | No. | 1.0000 | 118.0000 | 158.001.001.005.004.003.001.005.002.003. | 100.0000 | Material | 45 | 18.0000 | C+S GST 18% I/P RD
571943 | A-602-2BHK Internal Flat DB Work | No. | 1.0000 | 1.0000 | 28545 | 40 AMP RCCB 4 Pole 30ma IH3R440030 | No. | 1.0000 | 118.0000 | 158.001.001.005.004.003.001.005.002.003. | 100.0000 | Material | 45 | 18.0000 | C+S GST 18% I/P RD
610531 | A-602-2BHK Int. Flat Switch Socket Material | No. | 1.0000 | 1.0000 | 5238 | 16A 1way switch w indi.(572063 | No. | 8.0000 | 127.5800 | 158.001.001.005.004.003.001.005.002.004. | 0.0000 | Material | 0 | 0.0000
610531 | A-602-2BHK Int. Flat Switch Socket Material | No. | 1.0000 | 1.0000 | 8655 | 16A socket (573471) | No. | 10.0000 | 254.0000 | 158.001.001.005.004.003.001.005.002.004. | 254.0000 | Material | 0 | 0.0000
610531 | A-602-2BHK Int. Flat Switch Socket Material | No. | 1.0000 | 1.0000 | 793 | 6 A Bell Push (573413) | No. | 1.0000 | 22.0500 | 158.001.001.005.004.003.001.005.002.004. | 0.0000 | Material | 0 | 0.0000
610531 | A-602-2BHK Int. Flat Switch Socket Material | No. | 1.0000 | 1.0000 | 7294 | 6A 2 Way Switch (573402) | No. | 4.0000 | 130.0000 | 158.001.001.005.004.003.001.005.002.004. | 0.0000 | Material | 0 | 0.0000
610531 | A-602-2BHK Int. Flat Switch Socket Material | No. | 1.0000 | 1.0000 | 28162 | 6A 3Pin Socket (573424) | No. | 25.0000 | 290.0000 | 158.001.001.005.004.003.001.005.002.004. | 290.0000 | Material | 0 | 0.0000
610531 | A-602-2BHK Int. Flat Switch Socket Material | No. | 1.0000 | 1.0000 | 5240 | 6A One way Switch (573400) | No. | 51.0000 | 72.7600 | 158.001.001.005.004.003.001.005.002.004. | 0.0000 | Material | 0 | 0.0000
610531 | A-602-2BHK Int. Flat Switch Socket Material | No. | 1.0000 | 1.0000 | 2556 | Angle Holder | No. | 5.0000 | 28.0000 | 158.001.001.005.004.003.001.005.002.004. | 0.0000 | Material | 0 | 0.0000
610531 | A-602-2BHK Int. Flat Switch Socket Material | No. | 1.0000 | 1.0000 | 5244 | Blank Plate 1m (573449) | No. | 9.0000 | 19.8400 | 158.001.001.005.004.003.001.005.002.004. | 0.0000 | Material | 0 | 0.0000
610531 | A-602-2BHK Int. Flat Switch Socket Material | No. | 1.0000 | 1.0000 | 1714 | Connector | No. | 4.0000 | 9.0000 | 158.001.001.005.004.003.001.005.002.004. | 0.0000 | Material | 0 | 0.0000
610531 | A-602-2BHK Int. Flat Switch Socket Material | No. | 1.0000 | 1.0000 | 6758 | Fan Step Reg (573469) | No. | 6.0000 | 432.3400 | 158.001.001.005.004.003.001.005.002.004. | 0.0000 | Material | 0 | 0.0000
610531 | A-602-2BHK Int. Flat Switch Socket Material | No. | 1.0000 | 1.0000 | 3287 | Round Plate 4" - No. | No. | 38.0000 | 9.0000 | 158.001.001.005.004.003.001.005.002.004. | 0.0000 | Material | 0 | 0.0000
610531 | A-602-2BHK Int. Flat Switch Socket Material | No. | 1.0000 | 1.0000 | 9555 | Round Plate 6" | No. | 6.0000 | 6.0000 | 158.001.001.005.004.003.001.005.002.004. | 0.0000 | Material | 0 | 0.0000
610531 | A-602-2BHK Int. Flat Switch Socket Material | No. | 1.0000 | 1.0000 | 6757 | T.V. Socket (573425) | No. | 3.0000 | 83.1600 | 158.001.001.005.004.003.001.005.002.004. | 0.0000 | Material | 0 | 0.0000
610531 | A-602-2BHK Int. Flat Switch Socket Material | No. | 1.0000 | 1.0000 | 5242 | Tel. Socket 1mod (573426) | No. | 1.0000 | 79.3800 | 158.001.001.005.004.003.001.005.002.004. | 0.0000 | Material | 0 | 0.0000
667574 | A-602-2BHK Internal Flat Wiring. | No. | 1.0000 | 1.0000 | 23458 | 2 Pair telephone cable | Mtrs | 8.5000 | 50.0000 | 158.001.001.005.004.003.001.005.002.005. | 50.0000 | Material | 0 | 0.0000
667574 | A-602-2BHK Internal Flat Wiring. | No. | 1.0000 | 1.0000 | 12468 | PVC Copper Wire 1.5 Sqmm black | Mtrs | 82.5000 | 8.8600 | 158.001.001.005.004.003.001.005.002.005. | 8.8600 | Material | 0 | 0.0000
667574 | A-602-2BHK Internal Flat Wiring. | No. | 1.0000 | 1.0000 | 12530 | PVC Copper Wire 1.5 Sqmm blue | Mtrs | 82.0000 | 8.8600 | 158.001.001.005.004.003.001.005.002.005. | 8.8600 | Material | 0 | 0.0000
667574 | A-602-2BHK Internal Flat Wiring. | No. | 1.0000 | 1.0000 | 12469 | PVC Copper Wire 1.5 Sqmm green | Mtrs | 78.9800 | 8.8700 | 158.001.001.005.004.003.001.005.002.005. | 0.0000 | Material | 0 | 0.0000
667574 | A-602-2BHK Internal Flat Wiring. | No. | 1.0000 | 1.0000 | 26439 | PVC Copper Wire 1.5 Sqmm Grey | Mtrs | 65.0000 | 100.0000 | 158.001.001.005.004.003.001.005.002.005. | 100.0000 | Material | 0 | 0.0000
667574 | A-602-2BHK Internal Flat Wiring. | No. | 1.0000 | 1.0000 | 12466 | PVC Copper Wire 1.5 Sqmm red | Mtrs | 34.5000 | 8.8700 | 158.001.001.005.004.003.001.005.002.005. | 8.8700 | Material | 0 | 0.0000
667574 | A-602-2BHK Internal Flat Wiring. | No. | 1.0000 | 1.0000 | 12529 | PVC Copper Wire 1.5 Sqmm yellow | Mtrs | 145.5000 | 10.0000 | 158.001.001.005.004.003.001.005.002.005. | 10.0000 | Material | 0 | 0.0000
667574 | A-602-2BHK Internal Flat Wiring. | No. | 1.0000 | 1.0000 | 12471 | PVC Copper Wire 2.5 Sqmm black | Mtrs | 92.0000 | 14.2800 | 158.001.001.005.004.003.001.005.002.005. | 14.2800 | Material | 0 | 0.0000
667574 | A-602-2BHK Internal Flat Wiring. | No. | 1.0000 | 1.0000 | 12527 | PVC Copper Wire 2.5 Sqmm blue | Mtrs | 144.0000 | 14.2800 | 158.001.001.005.004.003.001.005.002.005. | 0.0000 | Material | 0 | 0.0000
667574 | A-602-2BHK Internal Flat Wiring. | No. | 1.0000 | 1.0000 | 12472 | PVC Copper Wire 2.5 Sqmm green | Mtrs | 50.5000 | 14.2800 | 158.001.001.005.004.003.001.005.002.005. | 0.0000 | Material | 0 | 0.0000
667574 | A-602-2BHK Internal Flat Wiring. | No. | 1.0000 | 1.0000 | 12470 | PVC Copper Wire 2.5 Sqmm red | Mtrs | 75.2500 | 14.2800 | 158.001.001.005.004.003.001.005.002.005. | 0.0000 | Material | 0 | 0.0000
667574 | A-602-2BHK Internal Flat Wiring. | No. | 1.0000 | 1.0000 | 12528 | PVC Copper Wire 2.5 Sqmm yellow | Mtrs | 22.0000 | 14.2800 | 158.001.001.005.004.003.001.005.002.005. | 14.2800 | Material | 0 | 0.0000
667574 | A-602-2BHK Internal Flat Wiring. | No. | 1.0000 | 1.0000 | 12475 | PVC Copper Wire 4 Sqmm black | Mtrs | 76.5000 | 21.1200 | 158.001.001.005.004.003.001.005.002.005. | 0.0000 | Material | 0 | 0.0000
667574 | A-602-2BHK Internal Flat Wiring. | No. | 1.0000 | 1.0000 | 13068 | PVC Copper Wire 4 Sqmm blue | Mtrs | 144.0000 | 10.0000 | 158.001.001.005.004.003.001.005.002.005. | 0.0000 | Material | 0 | 0.0000
667574 | A-602-2BHK Internal Flat Wiring. | No. | 1.0000 | 1.0000 | 12474 | PVC Copper Wire 4 Sqmm red | Mtrs | 73.5000 | 21.1200 | 158.001.001.005.004.003.001.005.002.005. | 0.0000 | Material | 0 | 0.0000
667574 | A-602-2BHK Internal Flat Wiring. | No. | 1.0000 | 1.0000 | 13067 | PVC Copper Wire 4 Sqmm yellow | Mtrs | 84.5000 | 10.0000 | 158.001.001.005.004.003.001.005.002.005. | 0.0000 | Material | 0 | 0.0000
667574 | A-602-2BHK Internal Flat Wiring. | No. | 1.0000 | 1.0000 | 1010 | RG-6 Co-Axial Cable | Mtrs | 19.0000 | 14.3900 | 158.001.001.005.004.003.001.005.002.005. | 0.0000 | Material | 0 | 0.0000
560087 | A-603-2BHK Internal Electrical work | No. | 1.0000 | 1.0000 | 26454 | 12 Module GI Concealed Box | No. | 2.0000 | 255.0000 | 158.001.001.005.004.003.001.005.003.001. | 255.0000 | Material | 0 | 0.0000
560087 | A-603-2BHK Internal Electrical work | No. | 1.0000 | 1.0000 | 5245 | 12M Plate (575770) | No. | 2.0000 | 225.8600 | 158.001.001.005.004.003.001.005.003.001. | 0.0000 | Material | 0 | 0.0000
560087 | A-603-2BHK Internal Electrical work | No. | 1.0000 | 1.0000 | 26448 | 2 Module GI Concealed Box | No. | 9.0000 | 75.0000 | 158.001.001.005.004.003.001.005.003.001. | 75.0000 | Material | 0 | 0.0000
560087 | A-603-2BHK Internal Electrical work | No. | 1.0000 | 1.0000 | 5250 | 2M Plate (575710) | No. | 9.0000 | 60.4800 | 158.001.001.005.004.003.001.005.003.001. | 0.0000 | Material | 0 | 0.0000
560087 | A-603-2BHK Internal Electrical work | No. | 1.0000 | 1.0000 | 26449 | 3 Module GI Concealed Box | No. | 11.0000 | 105.0000 | 158.001.001.005.004.003.001.005.003.001. | 105.0000 | Material | 0 | 0.0000
560087 | A-603-2BHK Internal Electrical work | No. | 1.0000 | 1.0000 | 5249 | 3M Plate (575720) | No. | 11.0000 | 68.9800 | 158.001.001.005.004.003.001.005.003.001. | 0.0000 | Material | 0 | 0.0000
560087 | A-603-2BHK Internal Electrical work | No. | 1.0000 | 1.0000 | 26450 | 4 Module GI Concealed Box | No. | 3.0000 | 130.0000 | 158.001.001.005.004.003.001.005.003.001. | 130.0000 | Material | 0 | 0.0000
560087 | A-603-2BHK Internal Electrical work | No. | 1.0000 | 1.0000 | 5248 | 4M Plate (575730) | No. | 3.0000 | 72.7600 | 158.001.001.005.004.003.001.005.003.001. | 0.0000 | Material | 0 | 0.0000
560087 | A-603-2BHK Internal Electrical work | No. | 1.0000 | 1.0000 | 26451 | 6 Module GI Concealed Box | No. | 7.0000 | 160.0000 | 158.001.001.005.004.003.001.005.003.001. | 160.0000 | Material | 0 | 0.0000
560087 | A-603-2BHK Internal Electrical work | No. | 1.0000 | 1.0000 | 5247 | 6M Plate (575740) | No. | 7.0000 | 131.3500 | 158.001.001.005.004.003.001.005.003.001. | 0.0000 | Material | 0 | 0.0000
560087 | A-603-2BHK Internal Electrical work | No. | 1.0000 | 1.0000 | 26452 | 8 Module GI Concealed Box | No. | 4.0000 | 215.0000 | 158.001.001.005.004.003.001.005.003.001. | 215.0000 | Material | 0 | 0.0000
560087 | A-603-2BHK Internal Electrical work | No. | 1.0000 | 1.0000 | 5246 | 8M Hzl Plate (575750) | No. | 4.0000 | 144.5800 | 158.001.001.005.004.003.001.005.003.001. | 0.0000 | Material | 0 | 0.0000
560088 | A-603-2BHK Wall Conduting Material | No. | 1.0000 | 1.0000 | 8482 | Flexible Pipe 3/4" | Mtrs | 3.0000 | 5.2500 | 158.001.001.005.004.003.001.005.003.002. | 0.0000 | Material | 0 | 0.0000
560088 | A-603-2BHK Wall Conduting Material | No. | 1.0000 | 1.0000 | 501 | Nails 3" | Kgs | 0.5000 | 63.0000 | 158.001.001.005.004.003.001.005.003.002. | 0.0000 | Material | 0 | 0.0000
560088 | A-603-2BHK Wall Conduting Material | No. | 1.0000 | 1.0000 | 3246 | PVC 1 way Junction Box 1" | No. | 4.0000 | 18.2000 | 158.001.001.005.004.003.001.005.003.002. | 0.0000 | Material | 0 | 0.0000
560088 | A-603-2BHK Wall Conduting Material | No. | 1.0000 | 1.0000 | 838 | PVC Conduit Bend 1" | No. | 13.0000 | 6.3500 | 158.001.001.005.004.003.001.005.003.002. | 6.3500 | Material | 0 | 0.0000
560088 | A-603-2BHK Wall Conduting Material | No. | 1.0000 | 1.0000 | 837 | PVC Conduit Pipe 1" mtrs | Mtrs | 90.0000 | 18.6000 | 158.001.001.005.004.003.001.005.003.002. | 18.6000 | Material | 0 | 0.0000
571944 | A-603-2BHK Internal Flat DB Work | No. | 1.0000 | 1.0000 | 28289 | 10A Single Pole MCB (IH31P0C010) | No. | 4.0000 | 100.0000 | 158.001.001.005.004.003.001.005.003.003. | 100.0000 | Material | 0 | 0.0000
571944 | A-603-2BHK Internal Flat DB Work | No. | 1.0000 | 1.0000 | 28297 | 20A Single Pole MCB (IH31P0C020) | No. | 8.0000 | 300.0000 | 158.001.001.005.004.003.001.005.003.003. | 300.0000 | Material | 0 | 0.0000
571944 | A-603-2BHK Internal Flat DB Work | No. | 1.0000 | 1.0000 | 28776 | 4 Way TPN DB with tel. compartment IHETPNYV004 | No. | 1.0000 | 118.0000 | 158.001.001.005.004.003.001.005.003.003. | 100.0000 | Material | 45 | 18.0000 | C+S GST 18% I/P RD
571944 | A-603-2BHK Internal Flat DB Work | No. | 1.0000 | 1.0000 | 28545 | 40 AMP RCCB 4 Pole 30ma IH3R440030 | No. | 1.0000 | 118.0000 | 158.001.001.005.004.003.001.005.003.003. | 100.0000 | Material | 45 | 18.0000 | C+S GST 18% I/P RD
610532 | A-603-2BHK Int. Flat Switch Socket Material | No. | 1.0000 | 1.0000 | 5238 | 16A 1way switch w indi.(572063 | No. | 8.0000 | 127.5800 | 158.001.001.005.004.003.001.005.003.004. | 0.0000 | Material | 0 | 0.0000
610532 | A-603-2BHK Int. Flat Switch Socket Material | No. | 1.0000 | 1.0000 | 8655 | 16A socket (573471) | No. | 10.0000 | 254.0000 | 158.001.001.005.004.003.001.005.003.004. | 254.0000 | Material | 0 | 0.0000
610532 | A-603-2BHK Int. Flat Switch Socket Material | No. | 1.0000 | 1.0000 | 793 | 6 A Bell Push (573413) | No. | 1.0000 | 22.0500 | 158.001.001.005.004.003.001.005.003.004. | 0.0000 | Material | 0 | 0.0000
610532 | A-603-2BHK Int. Flat Switch Socket Material | No. | 1.0000 | 1.0000 | 7294 | 6A 2 Way Switch (573402) | No. | 4.0000 | 130.0000 | 158.001.001.005.004.003.001.005.003.004. | 0.0000 | Material | 0 | 0.0000
610532 | A-603-2BHK Int. Flat Switch Socket Material | No. | 1.0000 | 1.0000 | 28162 | 6A 3Pin Socket (573424) | No. | 25.0000 | 290.0000 | 158.001.001.005.004.003.001.005.003.004. | 290.0000 | Material | 0 | 0.0000
610532 | A-603-2BHK Int. Flat Switch Socket Material | No. | 1.0000 | 1.0000 | 5240 | 6A One way Switch (573400) | No. | 51.0000 | 72.7600 | 158.001.001.005.004.003.001.005.003.004. | 0.0000 | Material | 0 | 0.0000
610532 | A-603-2BHK Int. Flat Switch Socket Material | No. | 1.0000 | 1.0000 | 2556 | Angle Holder | No. | 5.0000 | 28.0000 | 158.001.001.005.004.003.001.005.003.004. | 0.0000 | Material | 0 | 0.0000
610532 | A-603-2BHK Int. Flat Switch Socket Material | No. | 1.0000 | 1.0000 | 5244 | Blank Plate 1m (573449) | No. | 9.0000 | 19.8400 | 158.001.001.005.004.003.001.005.003.004. | 0.0000 | Material | 0 | 0.0000
610532 | A-603-2BHK Int. Flat Switch Socket Material | No. | 1.0000 | 1.0000 | 1714 | Connector | No. | 4.0000 | 9.0000 | 158.001.001.005.004.003.001.005.003.004. | 0.0000 | Material | 0 | 0.0000
610532 | A-603-2BHK Int. Flat Switch Socket Material | No. | 1.0000 | 1.0000 | 6758 | Fan Step Reg (573469) | No. | 6.0000 | 432.3400 | 158.001.001.005.004.003.001.005.003.004. | 0.0000 | Material | 0 | 0.0000
610532 | A-603-2BHK Int. Flat Switch Socket Material | No. | 1.0000 | 1.0000 | 3287 | Round Plate 4" - No. | No. | 38.0000 | 9.0000 | 158.001.001.005.004.003.001.005.003.004. | 0.0000 | Material | 0 | 0.0000
610532 | A-603-2BHK Int. Flat Switch Socket Material | No. | 1.0000 | 1.0000 | 9555 | Round Plate 6" | No. | 6.0000 | 6.0000 | 158.001.001.005.004.003.001.005.003.004. | 0.0000 | Material | 0 | 0.0000
610532 | A-603-2BHK Int. Flat Switch Socket Material | No. | 1.0000 | 1.0000 | 6757 | T.V. Socket (573425) | No. | 3.0000 | 83.1600 | 158.001.001.005.004.003.001.005.003.004. | 0.0000 | Material | 0 | 0.0000
610532 | A-603-2BHK Int. Flat Switch Socket Material | No. | 1.0000 | 1.0000 | 5242 | Tel. Socket 1mod (573426) | No. | 1.0000 | 79.3800 | 158.001.001.005.004.003.001.005.003.004. | 0.0000 | Material | 0 | 0.0000
667575 | A-603-2BHK Internal Flat Wiring. | No. | 1.0000 | 1.0000 | 23458 | 2 Pair telephone cable | Mtrs | 8.5000 | 50.0000 | 158.001.001.005.004.003.001.005.003.005. | 50.0000 | Material | 0 | 0.0000
667575 | A-603-2BHK Internal Flat Wiring. | No. | 1.0000 | 1.0000 | 12468 | PVC Copper Wire 1.5 Sqmm black | Mtrs | 82.5000 | 8.8600 | 158.001.001.005.004.003.001.005.003.005. | 8.8600 | Material | 0 | 0.0000
667575 | A-603-2BHK Internal Flat Wiring. | No. | 1.0000 | 1.0000 | 12530 | PVC Copper Wire 1.5 Sqmm blue | Mtrs | 82.0000 | 8.8600 | 158.001.001.005.004.003.001.005.003.005. | 8.8600 | Material | 0 | 0.0000
667575 | A-603-2BHK Internal Flat Wiring. | No. | 1.0000 | 1.0000 | 12469 | PVC Copper Wire 1.5 Sqmm green | Mtrs | 78.9800 | 8.8700 | 158.001.001.005.004.003.001.005.003.005. | 0.0000 | Material | 0 | 0.0000
667575 | A-603-2BHK Internal Flat Wiring. | No. | 1.0000 | 1.0000 | 26439 | PVC Copper Wire 1.5 Sqmm Grey | Mtrs | 65.0000 | 100.0000 | 158.001.001.005.004.003.001.005.003.005. | 100.0000 | Material | 0 | 0.0000
667575 | A-603-2BHK Internal Flat Wiring. | No. | 1.0000 | 1.0000 | 12466 | PVC Copper Wire 1.5 Sqmm red | Mtrs | 34.5000 | 8.8700 | 158.001.001.005.004.003.001.005.003.005. | 8.8700 | Material | 0 | 0.0000
667575 | A-603-2BHK Internal Flat Wiring. | No. | 1.0000 | 1.0000 | 12529 | PVC Copper Wire 1.5 Sqmm yellow | Mtrs | 145.5000 | 10.0000 | 158.001.001.005.004.003.001.005.003.005. | 10.0000 | Material | 0 | 0.0000
667575 | A-603-2BHK Internal Flat Wiring. | No. | 1.0000 | 1.0000 | 12471 | PVC Copper Wire 2.5 Sqmm black | Mtrs | 92.0000 | 14.2800 | 158.001.001.005.004.003.001.005.003.005. | 14.2800 | Material | 0 | 0.0000
667575 | A-603-2BHK Internal Flat Wiring. | No. | 1.0000 | 1.0000 | 12527 | PVC Copper Wire 2.5 Sqmm blue | Mtrs | 144.0000 | 14.2800 | 158.001.001.005.004.003.001.005.003.005. | 0.0000 | Material | 0 | 0.0000
667575 | A-603-2BHK Internal Flat Wiring. | No. | 1.0000 | 1.0000 | 12472 | PVC Copper Wire 2.5 Sqmm green | Mtrs | 50.5000 | 14.2800 | 158.001.001.005.004.003.001.005.003.005. | 0.0000 | Material | 0 | 0.0000
667575 | A-603-2BHK Internal Flat Wiring. | No. | 1.0000 | 1.0000 | 12470 | PVC Copper Wire 2.5 Sqmm red | Mtrs | 75.2500 | 14.2800 | 158.001.001.005.004.003.001.005.003.005. | 0.0000 | Material | 0 | 0.0000
667575 | A-603-2BHK Internal Flat Wiring. | No. | 1.0000 | 1.0000 | 12528 | PVC Copper Wire 2.5 Sqmm yellow | Mtrs | 22.0000 | 14.2800 | 158.001.001.005.004.003.001.005.003.005. | 14.2800 | Material | 0 | 0.0000
667575 | A-603-2BHK Internal Flat Wiring. | No. | 1.0000 | 1.0000 | 12475 | PVC Copper Wire 4 Sqmm black | Mtrs | 76.5000 | 21.1200 | 158.001.001.005.004.003.001.005.003.005. | 0.0000 | Material | 0 | 0.0000
667575 | A-603-2BHK Internal Flat Wiring. | No. | 1.0000 | 1.0000 | 13068 | PVC Copper Wire 4 Sqmm blue | Mtrs | 144.0000 | 10.0000 | 158.001.001.005.004.003.001.005.003.005. | 0.0000 | Material | 0 | 0.0000
667575 | A-603-2BHK Internal Flat Wiring. | No. | 1.0000 | 1.0000 | 12474 | PVC Copper Wire 4 Sqmm red | Mtrs | 73.5000 | 21.1200 | 158.001.001.005.004.003.001.005.003.005. | 0.0000 | Material | 0 | 0.0000
667575 | A-603-2BHK Internal Flat Wiring. | No. | 1.0000 | 1.0000 | 13067 | PVC Copper Wire 4 Sqmm yellow | Mtrs | 84.5000 | 10.0000 | 158.001.001.005.004.003.001.005.003.005. | 0.0000 | Material | 0 | 0.0000
667575 | A-603-2BHK Internal Flat Wiring. | No. | 1.0000 | 1.0000 | 1010 | RG-6 Co-Axial Cable | Mtrs | 19.0000 | 14.3900 | 158.001.001.005.004.003.001.005.003.005. | 0.0000 | Material | 0 | 0.0000
560089 | A-604-2BHK Internal Electrical work | No. | 1.0000 | 1.0000 | 26454 | 12 Module GI Concealed Box | No. | 2.0000 | 255.0000 | 158.001.001.005.004.003.001.005.004.001. | 255.0000 | Material | 0 | 0.0000
560089 | A-604-2BHK Internal Electrical work | No. | 1.0000 | 1.0000 | 5245 | 12M Plate (575770) | No. | 2.0000 | 225.8600 | 158.001.001.005.004.003.001.005.004.001. | 0.0000 | Material | 0 | 0.0000
560089 | A-604-2BHK Internal Electrical work | No. | 1.0000 | 1.0000 | 26448 | 2 Module GI Concealed Box | No. | 9.0000 | 75.0000 | 158.001.001.005.004.003.001.005.004.001. | 75.0000 | Material | 0 | 0.0000
560089 | A-604-2BHK Internal Electrical work | No. | 1.0000 | 1.0000 | 5250 | 2M Plate (575710) | No. | 9.0000 | 60.4800 | 158.001.001.005.004.003.001.005.004.001. | 0.0000 | Material | 0 | 0.0000
560089 | A-604-2BHK Internal Electrical work | No. | 1.0000 | 1.0000 | 26449 | 3 Module GI Concealed Box | No. | 11.0000 | 105.0000 | 158.001.001.005.004.003.001.005.004.001. | 105.0000 | Material | 0 | 0.0000
560089 | A-604-2BHK Internal Electrical work | No. | 1.0000 | 1.0000 | 5249 | 3M Plate (575720) | No. | 11.0000 | 68.9800 | 158.001.001.005.004.003.001.005.004.001. | 0.0000 | Material | 0 | 0.0000
560089 | A-604-2BHK Internal Electrical work | No. | 1.0000 | 1.0000 | 26450 | 4 Module GI Concealed Box | No. | 3.0000 | 130.0000 | 158.001.001.005.004.003.001.005.004.001. | 130.0000 | Material | 0 | 0.0000
560089 | A-604-2BHK Internal Electrical work | No. | 1.0000 | 1.0000 | 5248 | 4M Plate (575730) | No. | 3.0000 | 72.7600 | 158.001.001.005.004.003.001.005.004.001. | 0.0000 | Material | 0 | 0.0000
560089 | A-604-2BHK Internal Electrical work | No. | 1.0000 | 1.0000 | 26451 | 6 Module GI Concealed Box | No. | 7.0000 | 160.0000 | 158.001.001.005.004.003.001.005.004.001. | 160.0000 | Material | 0 | 0.0000
560089 | A-604-2BHK Internal Electrical work | No. | 1.0000 | 1.0000 | 5247 | 6M Plate (575740) | No. | 7.0000 | 131.3500 | 158.001.001.005.004.003.001.005.004.001. | 0.0000 | Material | 0 | 0.0000
560089 | A-604-2BHK Internal Electrical work | No. | 1.0000 | 1.0000 | 26452 | 8 Module GI Concealed Box | No. | 4.0000 | 215.0000 | 158.001.001.005.004.003.001.005.004.001. | 215.0000 | Material | 0 | 0.0000
560089 | A-604-2BHK Internal Electrical work | No. | 1.0000 | 1.0000 | 5246 | 8M Hzl Plate (575750) | No. | 4.0000 | 144.5800 | 158.001.001.005.004.003.001.005.004.001. | 0.0000 | Material | 0 | 0.0000
560090 | A-604-2BHK Wall Conduting Material | No. | 1.0000 | 1.0000 | 8482 | Flexible Pipe 3/4" | Mtrs | 3.0000 | 5.2500 | 158.001.001.005.004.003.001.005.004.002. | 0.0000 | Material | 0 | 0.0000
560090 | A-604-2BHK Wall Conduting Material | No. | 1.0000 | 1.0000 | 501 | Nails 3" | Kgs | 0.5000 | 63.0000 | 158.001.001.005.004.003.001.005.004.002. | 0.0000 | Material | 0 | 0.0000
560090 | A-604-2BHK Wall Conduting Material | No. | 1.0000 | 1.0000 | 3246 | PVC 1 way Junction Box 1" | No. | 4.0000 | 18.2000 | 158.001.001.005.004.003.001.005.004.002. | 0.0000 | Material | 0 | 0.0000
560090 | A-604-2BHK Wall Conduting Material | No. | 1.0000 | 1.0000 | 838 | PVC Conduit Bend 1" | No. | 13.0000 | 6.3500 | 158.001.001.005.004.003.001.005.004.002. | 6.3500 | Material | 0 | 0.0000
560090 | A-604-2BHK Wall Conduting Material | No. | 1.0000 | 1.0000 | 837 | PVC Conduit Pipe 1" mtrs | Mtrs | 90.0000 | 18.6000 | 158.001.001.005.004.003.001.005.004.002. | 18.6000 | Material | 0 | 0.0000
571945 | A-604-2BHK Internal Flat DB Work | No. | 1.0000 | 1.0000 | 28289 | 10A Single Pole MCB (IH31P0C010) | No. | 4.0000 | 100.0000 | 158.001.001.005.004.003.001.005.004.003. | 100.0000 | Material | 0 | 0.0000
571945 | A-604-2BHK Internal Flat DB Work | No. | 1.0000 | 1.0000 | 28297 | 20A Single Pole MCB (IH31P0C020) | No. | 8.0000 | 300.0000 | 158.001.001.005.004.003.001.005.004.003. | 300.0000 | Material | 0 | 0.0000
571945 | A-604-2BHK Internal Flat DB Work | No. | 1.0000 | 1.0000 | 28776 | 4 Way TPN DB with tel. compartment IHETPNYV004 | No. | 1.0000 | 118.0000 | 158.001.001.005.004.003.001.005.004.003. | 100.0000 | Material | 45 | 18.0000 | C+S GST 18% I/P RD
571945 | A-604-2BHK Internal Flat DB Work | No. | 1.0000 | 1.0000 | 28545 | 40 AMP RCCB 4 Pole 30ma IH3R440030 | No. | 1.0000 | 118.0000 | 158.001.001.005.004.003.001.005.004.003. | 100.0000 | Material | 45 | 18.0000 | C+S GST 18% I/P RD
610533 | A-604-2BHK Int. Flat Switch Socket Material | No. | 1.0000 | 1.0000 | 5238 | 16A 1way switch w indi.(572063 | No. | 8.0000 | 127.5800 | 158.001.001.005.004.003.001.005.004.004. | 0.0000 | Material | 0 | 0.0000
610533 | A-604-2BHK Int. Flat Switch Socket Material | No. | 1.0000 | 1.0000 | 8655 | 16A socket (573471) | No. | 10.0000 | 254.0000 | 158.001.001.005.004.003.001.005.004.004. | 254.0000 | Material | 0 | 0.0000
610533 | A-604-2BHK Int. Flat Switch Socket Material | No. | 1.0000 | 1.0000 | 793 | 6 A Bell Push (573413) | No. | 1.0000 | 22.0500 | 158.001.001.005.004.003.001.005.004.004. | 0.0000 | Material | 0 | 0.0000
610533 | A-604-2BHK Int. Flat Switch Socket Material | No. | 1.0000 | 1.0000 | 7294 | 6A 2 Way Switch (573402) | No. | 4.0000 | 130.0000 | 158.001.001.005.004.003.001.005.004.004. | 0.0000 | Material | 0 | 0.0000
610533 | A-604-2BHK Int. Flat Switch Socket Material | No. | 1.0000 | 1.0000 | 28162 | 6A 3Pin Socket (573424) | No. | 25.0000 | 290.0000 | 158.001.001.005.004.003.001.005.004.004. | 290.0000 | Material | 0 | 0.0000
610533 | A-604-2BHK Int. Flat Switch Socket Material | No. | 1.0000 | 1.0000 | 5240 | 6A One way Switch (573400) | No. | 51.0000 | 72.7600 | 158.001.001.005.004.003.001.005.004.004. | 0.0000 | Material | 0 | 0.0000
610533 | A-604-2BHK Int. Flat Switch Socket Material | No. | 1.0000 | 1.0000 | 2556 | Angle Holder | No. | 5.0000 | 28.0000 | 158.001.001.005.004.003.001.005.004.004. | 0.0000 | Material | 0 | 0.0000
610533 | A-604-2BHK Int. Flat Switch Socket Material | No. | 1.0000 | 1.0000 | 5244 | Blank Plate 1m (573449) | No. | 9.0000 | 19.8400 | 158.001.001.005.004.003.001.005.004.004. | 0.0000 | Material | 0 | 0.0000
610533 | A-604-2BHK Int. Flat Switch Socket Material | No. | 1.0000 | 1.0000 | 1714 | Connector | No. | 4.0000 | 9.0000 | 158.001.001.005.004.003.001.005.004.004. | 0.0000 | Material | 0 | 0.0000
610533 | A-604-2BHK Int. Flat Switch Socket Material | No. | 1.0000 | 1.0000 | 6758 | Fan Step Reg (573469) | No. | 6.0000 | 432.3400 | 158.001.001.005.004.003.001.005.004.004. | 0.0000 | Material | 0 | 0.0000
610533 | A-604-2BHK Int. Flat Switch Socket Material | No. | 1.0000 | 1.0000 | 3287 | Round Plate 4" - No. | No. | 38.0000 | 9.0000 | 158.001.001.005.004.003.001.005.004.004. | 0.0000 | Material | 0 | 0.0000
610533 | A-604-2BHK Int. Flat Switch Socket Material | No. | 1.0000 | 1.0000 | 9555 | Round Plate 6" | No. | 6.0000 | 6.0000 | 158.001.001.005.004.003.001.005.004.004. | 0.0000 | Material | 0 | 0.0000
610533 | A-604-2BHK Int. Flat Switch Socket Material | No. | 1.0000 | 1.0000 | 6757 | T.V. Socket (573425) | No. | 3.0000 | 83.1600 | 158.001.001.005.004.003.001.005.004.004. | 0.0000 | Material | 0 | 0.0000
610533 | A-604-2BHK Int. Flat Switch Socket Material | No. | 1.0000 | 1.0000 | 5242 | Tel. Socket 1mod (573426) | No. | 1.0000 | 79.3800 | 158.001.001.005.004.003.001.005.004.004. | 0.0000 | Material | 0 | 0.0000
667576 | A-604-2BHK Internal Flat Wiring. | No. | 1.0000 | 1.0000 | 23458 | 2 Pair telephone cable | Mtrs | 8.5000 | 50.0000 | 158.001.001.005.004.003.001.005.004.005. | 50.0000 | Material | 0 | 0.0000
667576 | A-604-2BHK Internal Flat Wiring. | No. | 1.0000 | 1.0000 | 12468 | PVC Copper Wire 1.5 Sqmm black | Mtrs | 82.5000 | 8.8600 | 158.001.001.005.004.003.001.005.004.005. | 8.8600 | Material | 0 | 0.0000
667576 | A-604-2BHK Internal Flat Wiring. | No. | 1.0000 | 1.0000 | 12530 | PVC Copper Wire 1.5 Sqmm blue | Mtrs | 82.0000 | 8.8600 | 158.001.001.005.004.003.001.005.004.005. | 8.8600 | Material | 0 | 0.0000
667576 | A-604-2BHK Internal Flat Wiring. | No. | 1.0000 | 1.0000 | 12469 | PVC Copper Wire 1.5 Sqmm green | Mtrs | 78.9800 | 8.8700 | 158.001.001.005.004.003.001.005.004.005. | 0.0000 | Material | 0 | 0.0000
667576 | A-604-2BHK Internal Flat Wiring. | No. | 1.0000 | 1.0000 | 26439 | PVC Copper Wire 1.5 Sqmm Grey | Mtrs | 65.0000 | 100.0000 | 158.001.001.005.004.003.001.005.004.005. | 100.0000 | Material | 0 | 0.0000
667576 | A-604-2BHK Internal Flat Wiring. | No. | 1.0000 | 1.0000 | 12466 | PVC Copper Wire 1.5 Sqmm red | Mtrs | 34.5000 | 8.8700 | 158.001.001.005.004.003.001.005.004.005. | 8.8700 | Material | 0 | 0.0000
667576 | A-604-2BHK Internal Flat Wiring. | No. | 1.0000 | 1.0000 | 12529 | PVC Copper Wire 1.5 Sqmm yellow | Mtrs | 145.5000 | 10.0000 | 158.001.001.005.004.003.001.005.004.005. | 10.0000 | Material | 0 | 0.0000
667576 | A-604-2BHK Internal Flat Wiring. | No. | 1.0000 | 1.0000 | 12471 | PVC Copper Wire 2.5 Sqmm black | Mtrs | 92.0000 | 14.2800 | 158.001.001.005.004.003.001.005.004.005. | 14.2800 | Material | 0 | 0.0000
667576 | A-604-2BHK Internal Flat Wiring. | No. | 1.0000 | 1.0000 | 12527 | PVC Copper Wire 2.5 Sqmm blue | Mtrs | 144.0000 | 14.2800 | 158.001.001.005.004.003.001.005.004.005. | 0.0000 | Material | 0 | 0.0000
667576 | A-604-2BHK Internal Flat Wiring. | No. | 1.0000 | 1.0000 | 12472 | PVC Copper Wire 2.5 Sqmm green | Mtrs | 50.5000 | 14.2800 | 158.001.001.005.004.003.001.005.004.005. | 0.0000 | Material | 0 | 0.0000
667576 | A-604-2BHK Internal Flat Wiring. | No. | 1.0000 | 1.0000 | 12470 | PVC Copper Wire 2.5 Sqmm red | Mtrs | 75.2500 | 14.2800 | 158.001.001.005.004.003.001.005.004.005. | 0.0000 | Material | 0 | 0.0000
667576 | A-604-2BHK Internal Flat Wiring. | No. | 1.0000 | 1.0000 | 12528 | PVC Copper Wire 2.5 Sqmm yellow | Mtrs | 22.0000 | 14.2800 | 158.001.001.005.004.003.001.005.004.005. | 14.2800 | Material | 0 | 0.0000
667576 | A-604-2BHK Internal Flat Wiring. | No. | 1.0000 | 1.0000 | 12475 | PVC Copper Wire 4 Sqmm black | Mtrs | 76.5000 | 21.1200 | 158.001.001.005.004.003.001.005.004.005. | 0.0000 | Material | 0 | 0.0000
667576 | A-604-2BHK Internal Flat Wiring. | No. | 1.0000 | 1.0000 | 13068 | PVC Copper Wire 4 Sqmm blue | Mtrs | 144.0000 | 10.0000 | 158.001.001.005.004.003.001.005.004.005. | 0.0000 | Material | 0 | 0.0000
667576 | A-604-2BHK Internal Flat Wiring. | No. | 1.0000 | 1.0000 | 12474 | PVC Copper Wire 4 Sqmm red | Mtrs | 73.5000 | 21.1200 | 158.001.001.005.004.003.001.005.004.005. | 0.0000 | Material | 0 | 0.0000
667576 | A-604-2BHK Internal Flat Wiring. | No. | 1.0000 | 1.0000 | 13067 | PVC Copper Wire 4 Sqmm yellow | Mtrs | 84.5000 | 10.0000 | 158.001.001.005.004.003.001.005.004.005. | 0.0000 | Material | 0 | 0.0000
667576 | A-604-2BHK Internal Flat Wiring. | No. | 1.0000 | 1.0000 | 1010 | RG-6 Co-Axial Cable | Mtrs | 19.0000 | 14.3900 | 158.001.001.005.004.003.001.005.004.005. | 0.0000 | Material | 0 | 0.0000
560091 | A-605-2BHK Internal Electrical work | No. | 1.0000 | 1.0000 | 26454 | 12 Module GI Concealed Box | No. | 2.0000 | 255.0000 | 158.001.001.005.004.003.001.005.005.001. | 255.0000 | Material | 0 | 0.0000
560091 | A-605-2BHK Internal Electrical work | No. | 1.0000 | 1.0000 | 5245 | 12M Plate (575770) | No. | 2.0000 | 225.8600 | 158.001.001.005.004.003.001.005.005.001. | 0.0000 | Material | 0 | 0.0000
560091 | A-605-2BHK Internal Electrical work | No. | 1.0000 | 1.0000 | 26448 | 2 Module GI Concealed Box | No. | 9.0000 | 75.0000 | 158.001.001.005.004.003.001.005.005.001. | 75.0000 | Material | 0 | 0.0000
560091 | A-605-2BHK Internal Electrical work | No. | 1.0000 | 1.0000 | 5250 | 2M Plate (575710) | No. | 9.0000 | 60.4800 | 158.001.001.005.004.003.001.005.005.001. | 0.0000 | Material | 0 | 0.0000
560091 | A-605-2BHK Internal Electrical work | No. | 1.0000 | 1.0000 | 26449 | 3 Module GI Concealed Box | No. | 11.0000 | 105.0000 | 158.001.001.005.004.003.001.005.005.001. | 105.0000 | Material | 0 | 0.0000
560091 | A-605-2BHK Internal Electrical work | No. | 1.0000 | 1.0000 | 5249 | 3M Plate (575720) | No. | 11.0000 | 68.9800 | 158.001.001.005.004.003.001.005.005.001. | 0.0000 | Material | 0 | 0.0000
560091 | A-605-2BHK Internal Electrical work | No. | 1.0000 | 1.0000 | 26450 | 4 Module GI Concealed Box | No. | 3.0000 | 130.0000 | 158.001.001.005.004.003.001.005.005.001. | 130.0000 | Material | 0 | 0.0000
560091 | A-605-2BHK Internal Electrical work | No. | 1.0000 | 1.0000 | 5248 | 4M Plate (575730) | No. | 3.0000 | 72.7600 | 158.001.001.005.004.003.001.005.005.001. | 0.0000 | Material | 0 | 0.0000
560091 | A-605-2BHK Internal Electrical work | No. | 1.0000 | 1.0000 | 26451 | 6 Module GI Concealed Box | No. | 7.0000 | 160.0000 | 158.001.001.005.004.003.001.005.005.001. | 160.0000 | Material | 0 | 0.0000
560091 | A-605-2BHK Internal Electrical work | No. | 1.0000 | 1.0000 | 5247 | 6M Plate (575740) | No. | 7.0000 | 131.3500 | 158.001.001.005.004.003.001.005.005.001. | 0.0000 | Material | 0 | 0.0000
560091 | A-605-2BHK Internal Electrical work | No. | 1.0000 | 1.0000 | 26452 | 8 Module GI Concealed Box | No. | 4.0000 | 215.0000 | 158.001.001.005.004.003.001.005.005.001. | 215.0000 | Material | 0 | 0.0000
560091 | A-605-2BHK Internal Electrical work | No. | 1.0000 | 1.0000 | 5246 | 8M Hzl Plate (575750) | No. | 4.0000 | 144.5800 | 158.001.001.005.004.003.001.005.005.001. | 0.0000 | Material | 0 | 0.0000
560092 | A-605-2BHK Wall Conduting Material | No. | 1.0000 | 1.0000 | 8482 | Flexible Pipe 3/4" | Mtrs | 3.0000 | 5.2500 | 158.001.001.005.004.003.001.005.005.002. | 0.0000 | Material | 0 | 0.0000
560092 | A-605-2BHK Wall Conduting Material | No. | 1.0000 | 1.0000 | 501 | Nails 3" | Kgs | 0.5000 | 63.0000 | 158.001.001.005.004.003.001.005.005.002. | 0.0000 | Material | 0 | 0.0000
560092 | A-605-2BHK Wall Conduting Material | No. | 1.0000 | 1.0000 | 3246 | PVC 1 way Junction Box 1" | No. | 4.0000 | 18.2000 | 158.001.001.005.004.003.001.005.005.002. | 0.0000 | Material | 0 | 0.0000
560092 | A-605-2BHK Wall Conduting Material | No. | 1.0000 | 1.0000 | 838 | PVC Conduit Bend 1" | No. | 13.0000 | 6.3500 | 158.001.001.005.004.003.001.005.005.002. | 6.3500 | Material | 0 | 0.0000
560092 | A-605-2BHK Wall Conduting Material | No. | 1.0000 | 1.0000 | 837 | PVC Conduit Pipe 1" mtrs | Mtrs | 90.0000 | 18.6000 | 158.001.001.005.004.003.001.005.005.002. | 18.6000 | Material | 0 | 0.0000
571946 | A-605-2BHK Internal Flat DB Work | No. | 1.0000 | 1.0000 | 28289 | 10A Single Pole MCB (IH31P0C010) | No. | 4.0000 | 100.0000 | 158.001.001.005.004.003.001.005.005.003. | 100.0000 | Material | 0 | 0.0000
571946 | A-605-2BHK Internal Flat DB Work | No. | 1.0000 | 1.0000 | 28297 | 20A Single Pole MCB (IH31P0C020) | No. | 8.0000 | 300.0000 | 158.001.001.005.004.003.001.005.005.003. | 300.0000 | Material | 0 | 0.0000
571946 | A-605-2BHK Internal Flat DB Work | No. | 1.0000 | 1.0000 | 28776 | 4 Way TPN DB with tel. compartment IHETPNYV004 | No. | 1.0000 | 118.0000 | 158.001.001.005.004.003.001.005.005.003. | 100.0000 | Material | 45 | 18.0000 | C+S GST 18% I/P RD
571946 | A-605-2BHK Internal Flat DB Work | No. | 1.0000 | 1.0000 | 28545 | 40 AMP RCCB 4 Pole 30ma IH3R440030 | No. | 1.0000 | 118.0000 | 158.001.001.005.004.003.001.005.005.003. | 100.0000 | Material | 45 | 18.0000 | C+S GST 18% I/P RD
610534 | A-605-2BHK Int. Flat Switch Socket Material | No. | 1.0000 | 1.0000 | 5238 | 16A 1way switch w indi.(572063 | No. | 8.0000 | 127.5800 | 158.001.001.005.004.003.001.005.005.004. | 0.0000 | Material | 0 | 0.0000
610534 | A-605-2BHK Int. Flat Switch Socket Material | No. | 1.0000 | 1.0000 | 8655 | 16A socket (573471) | No. | 10.0000 | 254.0000 | 158.001.001.005.004.003.001.005.005.004. | 254.0000 | Material | 0 | 0.0000
610534 | A-605-2BHK Int. Flat Switch Socket Material | No. | 1.0000 | 1.0000 | 793 | 6 A Bell Push (573413) | No. | 1.0000 | 22.0500 | 158.001.001.005.004.003.001.005.005.004. | 0.0000 | Material | 0 | 0.0000
610534 | A-605-2BHK Int. Flat Switch Socket Material | No. | 1.0000 | 1.0000 | 7294 | 6A 2 Way Switch (573402) | No. | 4.0000 | 130.0000 | 158.001.001.005.004.003.001.005.005.004. | 0.0000 | Material | 0 | 0.0000
610534 | A-605-2BHK Int. Flat Switch Socket Material | No. | 1.0000 | 1.0000 | 28162 | 6A 3Pin Socket (573424) | No. | 25.0000 | 290.0000 | 158.001.001.005.004.003.001.005.005.004. | 290.0000 | Material | 0 | 0.0000
610534 | A-605-2BHK Int. Flat Switch Socket Material | No. | 1.0000 | 1.0000 | 5240 | 6A One way Switch (573400) | No. | 51.0000 | 72.7600 | 158.001.001.005.004.003.001.005.005.004. | 0.0000 | Material | 0 | 0.0000
610534 | A-605-2BHK Int. Flat Switch Socket Material | No. | 1.0000 | 1.0000 | 2556 | Angle Holder | No. | 5.0000 | 28.0000 | 158.001.001.005.004.003.001.005.005.004. | 0.0000 | Material | 0 | 0.0000
610534 | A-605-2BHK Int. Flat Switch Socket Material | No. | 1.0000 | 1.0000 | 5244 | Blank Plate 1m (573449) | No. | 9.0000 | 19.8400 | 158.001.001.005.004.003.001.005.005.004. | 0.0000 | Material | 0 | 0.0000
610534 | A-605-2BHK Int. Flat Switch Socket Material | No. | 1.0000 | 1.0000 | 1714 | Connector | No. | 4.0000 | 9.0000 | 158.001.001.005.004.003.001.005.005.004. | 0.0000 | Material | 0 | 0.0000
610534 | A-605-2BHK Int. Flat Switch Socket Material | No. | 1.0000 | 1.0000 | 6758 | Fan Step Reg (573469) | No. | 6.0000 | 432.3400 | 158.001.001.005.004.003.001.005.005.004. | 0.0000 | Material | 0 | 0.0000
610534 | A-605-2BHK Int. Flat Switch Socket Material | No. | 1.0000 | 1.0000 | 3287 | Round Plate 4" - No. | No. | 38.0000 | 9.0000 | 158.001.001.005.004.003.001.005.005.004. | 0.0000 | Material | 0 | 0.0000
610534 | A-605-2BHK Int. Flat Switch Socket Material | No. | 1.0000 | 1.0000 | 9555 | Round Plate 6" | No. | 6.0000 | 6.0000 | 158.001.001.005.004.003.001.005.005.004. | 0.0000 | Material | 0 | 0.0000
610534 | A-605-2BHK Int. Flat Switch Socket Material | No. | 1.0000 | 1.0000 | 6757 | T.V. Socket (573425) | No. | 3.0000 | 83.1600 | 158.001.001.005.004.003.001.005.005.004. | 0.0000 | Material | 0 | 0.0000
610534 | A-605-2BHK Int. Flat Switch Socket Material | No. | 1.0000 | 1.0000 | 5242 | Tel. Socket 1mod (573426) | No. | 1.0000 | 79.3800 | 158.001.001.005.004.003.001.005.005.004. | 0.0000 | Material | 0 | 0.0000
667577 | A-605-2BHK Internal Flat Wiring. | No. | 1.0000 | 1.0000 | 23458 | 2 Pair telephone cable | Mtrs | 8.5000 | 50.0000 | 158.001.001.005.004.003.001.005.005.005. | 50.0000 | Material | 0 | 0.0000
667577 | A-605-2BHK Internal Flat Wiring. | No. | 1.0000 | 1.0000 | 12468 | PVC Copper Wire 1.5 Sqmm black | Mtrs | 82.5000 | 8.8600 | 158.001.001.005.004.003.001.005.005.005. | 8.8600 | Material | 0 | 0.0000
667577 | A-605-2BHK Internal Flat Wiring. | No. | 1.0000 | 1.0000 | 12530 | PVC Copper Wire 1.5 Sqmm blue | Mtrs | 82.0000 | 8.8600 | 158.001.001.005.004.003.001.005.005.005. | 8.8600 | Material | 0 | 0.0000
667577 | A-605-2BHK Internal Flat Wiring. | No. | 1.0000 | 1.0000 | 12469 | PVC Copper Wire 1.5 Sqmm green | Mtrs | 78.9800 | 8.8700 | 158.001.001.005.004.003.001.005.005.005. | 0.0000 | Material | 0 | 0.0000
667577 | A-605-2BHK Internal Flat Wiring. | No. | 1.0000 | 1.0000 | 26439 | PVC Copper Wire 1.5 Sqmm Grey | Mtrs | 65.0000 | 100.0000 | 158.001.001.005.004.003.001.005.005.005. | 100.0000 | Material | 0 | 0.0000
667577 | A-605-2BHK Internal Flat Wiring. | No. | 1.0000 | 1.0000 | 12466 | PVC Copper Wire 1.5 Sqmm red | Mtrs | 34.5000 | 8.8700 | 158.001.001.005.004.003.001.005.005.005. | 8.8700 | Material | 0 | 0.0000
667577 | A-605-2BHK Internal Flat Wiring. | No. | 1.0000 | 1.0000 | 12529 | PVC Copper Wire 1.5 Sqmm yellow | Mtrs | 145.5000 | 10.0000 | 158.001.001.005.004.003.001.005.005.005. | 10.0000 | Material | 0 | 0.0000
667577 | A-605-2BHK Internal Flat Wiring. | No. | 1.0000 | 1.0000 | 12471 | PVC Copper Wire 2.5 Sqmm black | Mtrs | 92.0000 | 14.2800 | 158.001.001.005.004.003.001.005.005.005. | 14.2800 | Material | 0 | 0.0000
667577 | A-605-2BHK Internal Flat Wiring. | No. | 1.0000 | 1.0000 | 12527 | PVC Copper Wire 2.5 Sqmm blue | Mtrs | 144.0000 | 14.2800 | 158.001.001.005.004.003.001.005.005.005. | 0.0000 | Material | 0 | 0.0000
667577 | A-605-2BHK Internal Flat Wiring. | No. | 1.0000 | 1.0000 | 12472 | PVC Copper Wire 2.5 Sqmm green | Mtrs | 50.5000 | 14.2800 | 158.001.001.005.004.003.001.005.005.005. | 0.0000 | Material | 0 | 0.0000
667577 | A-605-2BHK Internal Flat Wiring. | No. | 1.0000 | 1.0000 | 12470 | PVC Copper Wire 2.5 Sqmm red | Mtrs | 75.2500 | 14.2800 | 158.001.001.005.004.003.001.005.005.005. | 0.0000 | Material | 0 | 0.0000
667577 | A-605-2BHK Internal Flat Wiring. | No. | 1.0000 | 1.0000 | 12528 | PVC Copper Wire 2.5 Sqmm yellow | Mtrs | 22.0000 | 14.2800 | 158.001.001.005.004.003.001.005.005.005. | 14.2800 | Material | 0 | 0.0000
667577 | A-605-2BHK Internal Flat Wiring. | No. | 1.0000 | 1.0000 | 12475 | PVC Copper Wire 4 Sqmm black | Mtrs | 76.5000 | 21.1200 | 158.001.001.005.004.003.001.005.005.005. | 0.0000 | Material | 0 | 0.0000
667577 | A-605-2BHK Internal Flat Wiring. | No. | 1.0000 | 1.0000 | 13068 | PVC Copper Wire 4 Sqmm blue | Mtrs | 144.0000 | 10.0000 | 158.001.001.005.004.003.001.005.005.005. | 0.0000 | Material | 0 | 0.0000
667577 | A-605-2BHK Internal Flat Wiring. | No. | 1.0000 | 1.0000 | 12474 | PVC Copper Wire 4 Sqmm red | Mtrs | 73.5000 | 21.1200 | 158.001.001.005.004.003.001.005.005.005. | 0.0000 | Material | 0 | 0.0000
667577 | A-605-2BHK Internal Flat Wiring. | No. | 1.0000 | 1.0000 | 13067 | PVC Copper Wire 4 Sqmm yellow | Mtrs | 84.5000 | 10.0000 | 158.001.001.005.004.003.001.005.005.005. | 0.0000 | Material | 0 | 0.0000
667577 | A-605-2BHK Internal Flat Wiring. | No. | 1.0000 | 1.0000 | 1010 | RG-6 Co-Axial Cable | Mtrs | 19.0000 | 14.3900 | 158.001.001.005.004.003.001.005.005.005. | 0.0000 | Material | 0 | 0.0000
560093 | A-606-2BHK Internal Electrical work | No. | 1.0000 | 1.0000 | 26454 | 12 Module GI Concealed Box | No. | 2.0000 | 255.0000 | 158.001.001.005.004.003.001.005.006.001. | 255.0000 | Material | 0 | 0.0000
560093 | A-606-2BHK Internal Electrical work | No. | 1.0000 | 1.0000 | 5245 | 12M Plate (575770) | No. | 2.0000 | 225.8600 | 158.001.001.005.004.003.001.005.006.001. | 0.0000 | Material | 0 | 0.0000
560093 | A-606-2BHK Internal Electrical work | No. | 1.0000 | 1.0000 | 26448 | 2 Module GI Concealed Box | No. | 9.0000 | 75.0000 | 158.001.001.005.004.003.001.005.006.001. | 75.0000 | Material | 0 | 0.0000
560093 | A-606-2BHK Internal Electrical work | No. | 1.0000 | 1.0000 | 5250 | 2M Plate (575710) | No. | 9.0000 | 60.4800 | 158.001.001.005.004.003.001.005.006.001. | 0.0000 | Material | 0 | 0.0000
560093 | A-606-2BHK Internal Electrical work | No. | 1.0000 | 1.0000 | 26449 | 3 Module GI Concealed Box | No. | 11.0000 | 105.0000 | 158.001.001.005.004.003.001.005.006.001. | 105.0000 | Material | 0 | 0.0000
560093 | A-606-2BHK Internal Electrical work | No. | 1.0000 | 1.0000 | 5249 | 3M Plate (575720) | No. | 11.0000 | 68.9800 | 158.001.001.005.004.003.001.005.006.001. | 0.0000 | Material | 0 | 0.0000
560093 | A-606-2BHK Internal Electrical work | No. | 1.0000 | 1.0000 | 26450 | 4 Module GI Concealed Box | No. | 3.0000 | 130.0000 | 158.001.001.005.004.003.001.005.006.001. | 130.0000 | Material | 0 | 0.0000
560093 | A-606-2BHK Internal Electrical work | No. | 1.0000 | 1.0000 | 5248 | 4M Plate (575730) | No. | 3.0000 | 72.7600 | 158.001.001.005.004.003.001.005.006.001. | 0.0000 | Material | 0 | 0.0000
560093 | A-606-2BHK Internal Electrical work | No. | 1.0000 | 1.0000 | 26451 | 6 Module GI Concealed Box | No. | 7.0000 | 160.0000 | 158.001.001.005.004.003.001.005.006.001. | 160.0000 | Material | 0 | 0.0000
560093 | A-606-2BHK Internal Electrical work | No. | 1.0000 | 1.0000 | 5247 | 6M Plate (575740) | No. | 7.0000 | 131.3500 | 158.001.001.005.004.003.001.005.006.001. | 0.0000 | Material | 0 | 0.0000
560093 | A-606-2BHK Internal Electrical work | No. | 1.0000 | 1.0000 | 26452 | 8 Module GI Concealed Box | No. | 4.0000 | 215.0000 | 158.001.001.005.004.003.001.005.006.001. | 215.0000 | Material | 0 | 0.0000
560093 | A-606-2BHK Internal Electrical work | No. | 1.0000 | 1.0000 | 5246 | 8M Hzl Plate (575750) | No. | 4.0000 | 144.5800 | 158.001.001.005.004.003.001.005.006.001. | 0.0000 | Material | 0 | 0.0000
560094 | A-606-2BHK Wall Conduting Material | No. | 1.0000 | 1.0000 | 8482 | Flexible Pipe 3/4" | Mtrs | 3.0000 | 5.2500 | 158.001.001.005.004.003.001.005.006.002. | 0.0000 | Material | 0 | 0.0000
560094 | A-606-2BHK Wall Conduting Material | No. | 1.0000 | 1.0000 | 501 | Nails 3" | Kgs | 0.5000 | 63.0000 | 158.001.001.005.004.003.001.005.006.002. | 0.0000 | Material | 0 | 0.0000
560094 | A-606-2BHK Wall Conduting Material | No. | 1.0000 | 1.0000 | 3246 | PVC 1 way Junction Box 1" | No. | 4.0000 | 18.2000 | 158.001.001.005.004.003.001.005.006.002. | 0.0000 | Material | 0 | 0.0000
560094 | A-606-2BHK Wall Conduting Material | No. | 1.0000 | 1.0000 | 838 | PVC Conduit Bend 1" | No. | 13.0000 | 6.3500 | 158.001.001.005.004.003.001.005.006.002. | 6.3500 | Material | 0 | 0.0000
560094 | A-606-2BHK Wall Conduting Material | No. | 1.0000 | 1.0000 | 837 | PVC Conduit Pipe 1" mtrs | Mtrs | 90.0000 | 18.6000 | 158.001.001.005.004.003.001.005.006.002. | 18.6000 | Material | 0 | 0.0000
571947 | A-606-2BHK Internal Flat DB Work | No. | 1.0000 | 1.0000 | 28289 | 10A Single Pole MCB (IH31P0C010) | No. | 4.0000 | 100.0000 | 158.001.001.005.004.003.001.005.006.003. | 100.0000 | Material | 0 | 0.0000
571947 | A-606-2BHK Internal Flat DB Work | No. | 1.0000 | 1.0000 | 28297 | 20A Single Pole MCB (IH31P0C020) | No. | 8.0000 | 300.0000 | 158.001.001.005.004.003.001.005.006.003. | 300.0000 | Material | 0 | 0.0000
571947 | A-606-2BHK Internal Flat DB Work | No. | 1.0000 | 1.0000 | 28776 | 4 Way TPN DB with tel. compartment IHETPNYV004 | No. | 1.0000 | 118.0000 | 158.001.001.005.004.003.001.005.006.003. | 100.0000 | Material | 45 | 18.0000 | C+S GST 18% I/P RD
571947 | A-606-2BHK Internal Flat DB Work | No. | 1.0000 | 1.0000 | 28545 | 40 AMP RCCB 4 Pole 30ma IH3R440030 | No. | 1.0000 | 118.0000 | 158.001.001.005.004.003.001.005.006.003. | 100.0000 | Material | 45 | 18.0000 | C+S GST 18% I/P RD
610535 | A-606-2BHK Int. Flat Switch Socket Material | No. | 1.0000 | 1.0000 | 5238 | 16A 1way switch w indi.(572063 | No. | 8.0000 | 127.5800 | 158.001.001.005.004.003.001.005.006.004. | 0.0000 | Material | 0 | 0.0000
610535 | A-606-2BHK Int. Flat Switch Socket Material | No. | 1.0000 | 1.0000 | 8655 | 16A socket (573471) | No. | 10.0000 | 254.0000 | 158.001.001.005.004.003.001.005.006.004. | 254.0000 | Material | 0 | 0.0000
610535 | A-606-2BHK Int. Flat Switch Socket Material | No. | 1.0000 | 1.0000 | 793 | 6 A Bell Push (573413) | No. | 1.0000 | 22.0500 | 158.001.001.005.004.003.001.005.006.004. | 0.0000 | Material | 0 | 0.0000
610535 | A-606-2BHK Int. Flat Switch Socket Material | No. | 1.0000 | 1.0000 | 7294 | 6A 2 Way Switch (573402) | No. | 4.0000 | 130.0000 | 158.001.001.005.004.003.001.005.006.004. | 0.0000 | Material | 0 | 0.0000
610535 | A-606-2BHK Int. Flat Switch Socket Material | No. | 1.0000 | 1.0000 | 28162 | 6A 3Pin Socket (573424) | No. | 25.0000 | 290.0000 | 158.001.001.005.004.003.001.005.006.004. | 290.0000 | Material | 0 | 0.0000
610535 | A-606-2BHK Int. Flat Switch Socket Material | No. | 1.0000 | 1.0000 | 5240 | 6A One way Switch (573400) | No. | 51.0000 | 72.7600 | 158.001.001.005.004.003.001.005.006.004. | 0.0000 | Material | 0 | 0.0000
610535 | A-606-2BHK Int. Flat Switch Socket Material | No. | 1.0000 | 1.0000 | 2556 | Angle Holder | No. | 5.0000 | 28.0000 | 158.001.001.005.004.003.001.005.006.004. | 0.0000 | Material | 0 | 0.0000
610535 | A-606-2BHK Int. Flat Switch Socket Material | No. | 1.0000 | 1.0000 | 5244 | Blank Plate 1m (573449) | No. | 9.0000 | 19.8400 | 158.001.001.005.004.003.001.005.006.004. | 0.0000 | Material | 0 | 0.0000
610535 | A-606-2BHK Int. Flat Switch Socket Material | No. | 1.0000 | 1.0000 | 1714 | Connector | No. | 4.0000 | 9.0000 | 158.001.001.005.004.003.001.005.006.004. | 0.0000 | Material | 0 | 0.0000
610535 | A-606-2BHK Int. Flat Switch Socket Material | No. | 1.0000 | 1.0000 | 6758 | Fan Step Reg (573469) | No. | 6.0000 | 432.3400 | 158.001.001.005.004.003.001.005.006.004. | 0.0000 | Material | 0 | 0.0000
610535 | A-606-2BHK Int. Flat Switch Socket Material | No. | 1.0000 | 1.0000 | 3287 | Round Plate 4" - No. | No. | 38.0000 | 9.0000 | 158.001.001.005.004.003.001.005.006.004. | 0.0000 | Material | 0 | 0.0000
610535 | A-606-2BHK Int. Flat Switch Socket Material | No. | 1.0000 | 1.0000 | 9555 | Round Plate 6" | No. | 6.0000 | 6.0000 | 158.001.001.005.004.003.001.005.006.004. | 0.0000 | Material | 0 | 0.0000
610535 | A-606-2BHK Int. Flat Switch Socket Material | No. | 1.0000 | 1.0000 | 6757 | T.V. Socket (573425) | No. | 3.0000 | 83.1600 | 158.001.001.005.004.003.001.005.006.004. | 0.0000 | Material | 0 | 0.0000
610535 | A-606-2BHK Int. Flat Switch Socket Material | No. | 1.0000 | 1.0000 | 5242 | Tel. Socket 1mod (573426) | No. | 1.0000 | 79.3800 | 158.001.001.005.004.003.001.005.006.004. | 0.0000 | Material | 0 | 0.0000
667578 | A-606-2BHK Internal Flat Wiring. | No. | 1.0000 | 1.0000 | 23458 | 2 Pair telephone cable | Mtrs | 8.5000 | 50.0000 | 158.001.001.005.004.003.001.005.006.005. | 50.0000 | Material | 0 | 0.0000
667578 | A-606-2BHK Internal Flat Wiring. | No. | 1.0000 | 1.0000 | 12468 | PVC Copper Wire 1.5 Sqmm black | Mtrs | 82.5000 | 8.8600 | 158.001.001.005.004.003.001.005.006.005. | 8.8600 | Material | 0 | 0.0000
667578 | A-606-2BHK Internal Flat Wiring. | No. | 1.0000 | 1.0000 | 12530 | PVC Copper Wire 1.5 Sqmm blue | Mtrs | 82.0000 | 8.8600 | 158.001.001.005.004.003.001.005.006.005. | 8.8600 | Material | 0 | 0.0000
667578 | A-606-2BHK Internal Flat Wiring. | No. | 1.0000 | 1.0000 | 12469 | PVC Copper Wire 1.5 Sqmm green | Mtrs | 78.9800 | 8.8700 | 158.001.001.005.004.003.001.005.006.005. | 0.0000 | Material | 0 | 0.0000
667578 | A-606-2BHK Internal Flat Wiring. | No. | 1.0000 | 1.0000 | 26439 | PVC Copper Wire 1.5 Sqmm Grey | Mtrs | 65.0000 | 100.0000 | 158.001.001.005.004.003.001.005.006.005. | 100.0000 | Material | 0 | 0.0000
667578 | A-606-2BHK Internal Flat Wiring. | No. | 1.0000 | 1.0000 | 12466 | PVC Copper Wire 1.5 Sqmm red | Mtrs | 34.5000 | 8.8700 | 158.001.001.005.004.003.001.005.006.005. | 8.8700 | Material | 0 | 0.0000
667578 | A-606-2BHK Internal Flat Wiring. | No. | 1.0000 | 1.0000 | 12529 | PVC Copper Wire 1.5 Sqmm yellow | Mtrs | 145.5000 | 10.0000 | 158.001.001.005.004.003.001.005.006.005. | 10.0000 | Material | 0 | 0.0000
667578 | A-606-2BHK Internal Flat Wiring. | No. | 1.0000 | 1.0000 | 12471 | PVC Copper Wire 2.5 Sqmm black | Mtrs | 92.0000 | 14.2800 | 158.001.001.005.004.003.001.005.006.005. | 14.2800 | Material | 0 | 0.0000
667578 | A-606-2BHK Internal Flat Wiring. | No. | 1.0000 | 1.0000 | 12527 | PVC Copper Wire 2.5 Sqmm blue | Mtrs | 144.0000 | 14.2800 | 158.001.001.005.004.003.001.005.006.005. | 0.0000 | Material | 0 | 0.0000
667578 | A-606-2BHK Internal Flat Wiring. | No. | 1.0000 | 1.0000 | 12472 | PVC Copper Wire 2.5 Sqmm green | Mtrs | 50.5000 | 14.2800 | 158.001.001.005.004.003.001.005.006.005. | 0.0000 | Material | 0 | 0.0000
667578 | A-606-2BHK Internal Flat Wiring. | No. | 1.0000 | 1.0000 | 12470 | PVC Copper Wire 2.5 Sqmm red | Mtrs | 75.2500 | 14.2800 | 158.001.001.005.004.003.001.005.006.005. | 0.0000 | Material | 0 | 0.0000
667578 | A-606-2BHK Internal Flat Wiring. | No. | 1.0000 | 1.0000 | 12528 | PVC Copper Wire 2.5 Sqmm yellow | Mtrs | 22.0000 | 14.2800 | 158.001.001.005.004.003.001.005.006.005. | 14.2800 | Material | 0 | 0.0000
667578 | A-606-2BHK Internal Flat Wiring. | No. | 1.0000 | 1.0000 | 12475 | PVC Copper Wire 4 Sqmm black | Mtrs | 76.5000 | 21.1200 | 158.001.001.005.004.003.001.005.006.005. | 0.0000 | Material | 0 | 0.0000
667578 | A-606-2BHK Internal Flat Wiring. | No. | 1.0000 | 1.0000 | 13068 | PVC Copper Wire 4 Sqmm blue | Mtrs | 144.0000 | 10.0000 | 158.001.001.005.004.003.001.005.006.005. | 0.0000 | Material | 0 | 0.0000
667578 | A-606-2BHK Internal Flat Wiring. | No. | 1.0000 | 1.0000 | 12474 | PVC Copper Wire 4 Sqmm red | Mtrs | 73.5000 | 21.1200 | 158.001.001.005.004.003.001.005.006.005. | 0.0000 | Material | 0 | 0.0000
667578 | A-606-2BHK Internal Flat Wiring. | No. | 1.0000 | 1.0000 | 13067 | PVC Copper Wire 4 Sqmm yellow | Mtrs | 84.5000 | 10.0000 | 158.001.001.005.004.003.001.005.006.005. | 0.0000 | Material | 0 | 0.0000
667578 | A-606-2BHK Internal Flat Wiring. | No. | 1.0000 | 1.0000 | 1010 | RG-6 Co-Axial Cable | Mtrs | 19.0000 | 14.3900 | 158.001.001.005.004.003.001.005.006.005. | 0.0000 | Material | 0 | 0.0000
560096 | A-607-2BHK Internal Electrical work | No. | 1.0000 | 1.0000 | 26454 | 12 Module GI Concealed Box | No. | 2.0000 | 255.0000 | 158.001.001.005.004.003.001.005.007.001. | 255.0000 | Material | 0 | 0.0000
560096 | A-607-2BHK Internal Electrical work | No. | 1.0000 | 1.0000 | 5245 | 12M Plate (575770) | No. | 2.0000 | 225.8600 | 158.001.001.005.004.003.001.005.007.001. | 0.0000 | Material | 0 | 0.0000
560096 | A-607-2BHK Internal Electrical work | No. | 1.0000 | 1.0000 | 26448 | 2 Module GI Concealed Box | No. | 9.0000 | 75.0000 | 158.001.001.005.004.003.001.005.007.001. | 75.0000 | Material | 0 | 0.0000
560096 | A-607-2BHK Internal Electrical work | No. | 1.0000 | 1.0000 | 5250 | 2M Plate (575710) | No. | 9.0000 | 60.4800 | 158.001.001.005.004.003.001.005.007.001. | 0.0000 | Material | 0 | 0.0000
560096 | A-607-2BHK Internal Electrical work | No. | 1.0000 | 1.0000 | 26449 | 3 Module GI Concealed Box | No. | 11.0000 | 105.0000 | 158.001.001.005.004.003.001.005.007.001. | 105.0000 | Material | 0 | 0.0000
560096 | A-607-2BHK Internal Electrical work | No. | 1.0000 | 1.0000 | 5249 | 3M Plate (575720) | No. | 11.0000 | 68.9800 | 158.001.001.005.004.003.001.005.007.001. | 0.0000 | Material | 0 | 0.0000
560096 | A-607-2BHK Internal Electrical work | No. | 1.0000 | 1.0000 | 26450 | 4 Module GI Concealed Box | No. | 3.0000 | 130.0000 | 158.001.001.005.004.003.001.005.007.001. | 130.0000 | Material | 0 | 0.0000
560096 | A-607-2BHK Internal Electrical work | No. | 1.0000 | 1.0000 | 5248 | 4M Plate (575730) | No. | 3.0000 | 72.7600 | 158.001.001.005.004.003.001.005.007.001. | 0.0000 | Material | 0 | 0.0000
560096 | A-607-2BHK Internal Electrical work | No. | 1.0000 | 1.0000 | 26451 | 6 Module GI Concealed Box | No. | 7.0000 | 160.0000 | 158.001.001.005.004.003.001.005.007.001. | 160.0000 | Material | 0 | 0.0000
560096 | A-607-2BHK Internal Electrical work | No. | 1.0000 | 1.0000 | 5247 | 6M Plate (575740) | No. | 7.0000 | 131.3500 | 158.001.001.005.004.003.001.005.007.001. | 0.0000 | Material | 0 | 0.0000
560096 | A-607-2BHK Internal Electrical work | No. | 1.0000 | 1.0000 | 26452 | 8 Module GI Concealed Box | No. | 4.0000 | 215.0000 | 158.001.001.005.004.003.001.005.007.001. | 215.0000 | Material | 0 | 0.0000
560096 | A-607-2BHK Internal Electrical work | No. | 1.0000 | 1.0000 | 5246 | 8M Hzl Plate (575750) | No. | 4.0000 | 144.5800 | 158.001.001.005.004.003.001.005.007.001. | 0.0000 | Material | 0 | 0.0000
560097 | A-607-2BHK Wall Conduting Material | No. | 1.0000 | 1.0000 | 8482 | Flexible Pipe 3/4" | Mtrs | 3.0000 | 5.2500 | 158.001.001.005.004.003.001.005.007.002. | 0.0000 | Material | 0 | 0.0000
560097 | A-607-2BHK Wall Conduting Material | No. | 1.0000 | 1.0000 | 501 | Nails 3" | Kgs | 0.5000 | 63.0000 | 158.001.001.005.004.003.001.005.007.002. | 0.0000 | Material | 0 | 0.0000
560097 | A-607-2BHK Wall Conduting Material | No. | 1.0000 | 1.0000 | 3246 | PVC 1 way Junction Box 1" | No. | 4.0000 | 18.2000 | 158.001.001.005.004.003.001.005.007.002. | 0.0000 | Material | 0 | 0.0000
560097 | A-607-2BHK Wall Conduting Material | No. | 1.0000 | 1.0000 | 838 | PVC Conduit Bend 1" | No. | 13.0000 | 6.3500 | 158.001.001.005.004.003.001.005.007.002. | 6.3500 | Material | 0 | 0.0000
560097 | A-607-2BHK Wall Conduting Material | No. | 1.0000 | 1.0000 | 837 | PVC Conduit Pipe 1" mtrs | Mtrs | 90.0000 | 18.6000 | 158.001.001.005.004.003.001.005.007.002. | 18.6000 | Material | 0 | 0.0000
571948 | A-607-2BHK Internal Flat DB Work | No. | 1.0000 | 1.0000 | 28289 | 10A Single Pole MCB (IH31P0C010) | No. | 4.0000 | 100.0000 | 158.001.001.005.004.003.001.005.007.003. | 100.0000 | Material | 0 | 0.0000
571948 | A-607-2BHK Internal Flat DB Work | No. | 1.0000 | 1.0000 | 28297 | 20A Single Pole MCB (IH31P0C020) | No. | 8.0000 | 300.0000 | 158.001.001.005.004.003.001.005.007.003. | 300.0000 | Material | 0 | 0.0000
571948 | A-607-2BHK Internal Flat DB Work | No. | 1.0000 | 1.0000 | 28776 | 4 Way TPN DB with tel. compartment IHETPNYV004 | No. | 1.0000 | 118.0000 | 158.001.001.005.004.003.001.005.007.003. | 100.0000 | Material | 45 | 18.0000 | C+S GST 18% I/P RD
571948 | A-607-2BHK Internal Flat DB Work | No. | 1.0000 | 1.0000 | 28545 | 40 AMP RCCB 4 Pole 30ma IH3R440030 | No. | 1.0000 | 118.0000 | 158.001.001.005.004.003.001.005.007.003. | 100.0000 | Material | 45 | 18.0000 | C+S GST 18% I/P RD
610536 | A-607-2BHK Int. Flat Switch Socket Material | No. | 1.0000 | 1.0000 | 5238 | 16A 1way switch w indi.(572063 | No. | 8.0000 | 127.5800 | 158.001.001.005.004.003.001.005.007.004. | 0.0000 | Material | 0 | 0.0000
610536 | A-607-2BHK Int. Flat Switch Socket Material | No. | 1.0000 | 1.0000 | 8655 | 16A socket (573471) | No. | 10.0000 | 254.0000 | 158.001.001.005.004.003.001.005.007.004. | 254.0000 | Material | 0 | 0.0000
610536 | A-607-2BHK Int. Flat Switch Socket Material | No. | 1.0000 | 1.0000 | 793 | 6 A Bell Push (573413) | No. | 1.0000 | 22.0500 | 158.001.001.005.004.003.001.005.007.004. | 0.0000 | Material | 0 | 0.0000
610536 | A-607-2BHK Int. Flat Switch Socket Material | No. | 1.0000 | 1.0000 | 7294 | 6A 2 Way Switch (573402) | No. | 4.0000 | 130.0000 | 158.001.001.005.004.003.001.005.007.004. | 0.0000 | Material | 0 | 0.0000
610536 | A-607-2BHK Int. Flat Switch Socket Material | No. | 1.0000 | 1.0000 | 28162 | 6A 3Pin Socket (573424) | No. | 25.0000 | 290.0000 | 158.001.001.005.004.003.001.005.007.004. | 290.0000 | Material | 0 | 0.0000
610536 | A-607-2BHK Int. Flat Switch Socket Material | No. | 1.0000 | 1.0000 | 5240 | 6A One way Switch (573400) | No. | 51.0000 | 72.7600 | 158.001.001.005.004.003.001.005.007.004. | 0.0000 | Material | 0 | 0.0000
610536 | A-607-2BHK Int. Flat Switch Socket Material | No. | 1.0000 | 1.0000 | 2556 | Angle Holder | No. | 5.0000 | 28.0000 | 158.001.001.005.004.003.001.005.007.004. | 0.0000 | Material | 0 | 0.0000
610536 | A-607-2BHK Int. Flat Switch Socket Material | No. | 1.0000 | 1.0000 | 5244 | Blank Plate 1m (573449) | No. | 9.0000 | 19.8400 | 158.001.001.005.004.003.001.005.007.004. | 0.0000 | Material | 0 | 0.0000
610536 | A-607-2BHK Int. Flat Switch Socket Material | No. | 1.0000 | 1.0000 | 1714 | Connector | No. | 4.0000 | 9.0000 | 158.001.001.005.004.003.001.005.007.004. | 0.0000 | Material | 0 | 0.0000
610536 | A-607-2BHK Int. Flat Switch Socket Material | No. | 1.0000 | 1.0000 | 6758 | Fan Step Reg (573469) | No. | 6.0000 | 432.3400 | 158.001.001.005.004.003.001.005.007.004. | 0.0000 | Material | 0 | 0.0000
610536 | A-607-2BHK Int. Flat Switch Socket Material | No. | 1.0000 | 1.0000 | 3287 | Round Plate 4" - No. | No. | 38.0000 | 9.0000 | 158.001.001.005.004.003.001.005.007.004. | 0.0000 | Material | 0 | 0.0000
610536 | A-607-2BHK Int. Flat Switch Socket Material | No. | 1.0000 | 1.0000 | 9555 | Round Plate 6" | No. | 6.0000 | 6.0000 | 158.001.001.005.004.003.001.005.007.004. | 0.0000 | Material | 0 | 0.0000
610536 | A-607-2BHK Int. Flat Switch Socket Material | No. | 1.0000 | 1.0000 | 6757 | T.V. Socket (573425) | No. | 3.0000 | 83.1600 | 158.001.001.005.004.003.001.005.007.004. | 0.0000 | Material | 0 | 0.0000
610536 | A-607-2BHK Int. Flat Switch Socket Material | No. | 1.0000 | 1.0000 | 5242 | Tel. Socket 1mod (573426) | No. | 1.0000 | 79.3800 | 158.001.001.005.004.003.001.005.007.004. | 0.0000 | Material | 0 | 0.0000
667579 | A-607-2BHK Internal Flat Wiring. | No. | 1.0000 | 1.0000 | 23458 | 2 Pair telephone cable | Mtrs | 8.5000 | 50.0000 | 158.001.001.005.004.003.001.005.007.005. | 50.0000 | Material | 0 | 0.0000
667579 | A-607-2BHK Internal Flat Wiring. | No. | 1.0000 | 1.0000 | 12468 | PVC Copper Wire 1.5 Sqmm black | Mtrs | 82.5000 | 8.8600 | 158.001.001.005.004.003.001.005.007.005. | 8.8600 | Material | 0 | 0.0000
667579 | A-607-2BHK Internal Flat Wiring. | No. | 1.0000 | 1.0000 | 12530 | PVC Copper Wire 1.5 Sqmm blue | Mtrs | 82.0000 | 8.8600 | 158.001.001.005.004.003.001.005.007.005. | 8.8600 | Material | 0 | 0.0000
667579 | A-607-2BHK Internal Flat Wiring. | No. | 1.0000 | 1.0000 | 12469 | PVC Copper Wire 1.5 Sqmm green | Mtrs | 78.9800 | 8.8700 | 158.001.001.005.004.003.001.005.007.005. | 0.0000 | Material | 0 | 0.0000
667579 | A-607-2BHK Internal Flat Wiring. | No. | 1.0000 | 1.0000 | 26439 | PVC Copper Wire 1.5 Sqmm Grey | Mtrs | 65.0000 | 100.0000 | 158.001.001.005.004.003.001.005.007.005. | 100.0000 | Material | 0 | 0.0000
667579 | A-607-2BHK Internal Flat Wiring. | No. | 1.0000 | 1.0000 | 12466 | PVC Copper Wire 1.5 Sqmm red | Mtrs | 34.5000 | 8.8700 | 158.001.001.005.004.003.001.005.007.005. | 8.8700 | Material | 0 | 0.0000
667579 | A-607-2BHK Internal Flat Wiring. | No. | 1.0000 | 1.0000 | 12529 | PVC Copper Wire 1.5 Sqmm yellow | Mtrs | 145.5000 | 10.0000 | 158.001.001.005.004.003.001.005.007.005. | 10.0000 | Material | 0 | 0.0000
667579 | A-607-2BHK Internal Flat Wiring. | No. | 1.0000 | 1.0000 | 12471 | PVC Copper Wire 2.5 Sqmm black | Mtrs | 92.0000 | 14.2800 | 158.001.001.005.004.003.001.005.007.005. | 14.2800 | Material | 0 | 0.0000
667579 | A-607-2BHK Internal Flat Wiring. | No. | 1.0000 | 1.0000 | 12527 | PVC Copper Wire 2.5 Sqmm blue | Mtrs | 144.0000 | 14.2800 | 158.001.001.005.004.003.001.005.007.005. | 0.0000 | Material | 0 | 0.0000
667579 | A-607-2BHK Internal Flat Wiring. | No. | 1.0000 | 1.0000 | 12472 | PVC Copper Wire 2.5 Sqmm green | Mtrs | 50.5000 | 14.2800 | 158.001.001.005.004.003.001.005.007.005. | 0.0000 | Material | 0 | 0.0000
667579 | A-607-2BHK Internal Flat Wiring. | No. | 1.0000 | 1.0000 | 12470 | PVC Copper Wire 2.5 Sqmm red | Mtrs | 75.2500 | 14.2800 | 158.001.001.005.004.003.001.005.007.005. | 0.0000 | Material | 0 | 0.0000
667579 | A-607-2BHK Internal Flat Wiring. | No. | 1.0000 | 1.0000 | 12528 | PVC Copper Wire 2.5 Sqmm yellow | Mtrs | 22.0000 | 14.2800 | 158.001.001.005.004.003.001.005.007.005. | 14.2800 | Material | 0 | 0.0000
667579 | A-607-2BHK Internal Flat Wiring. | No. | 1.0000 | 1.0000 | 12475 | PVC Copper Wire 4 Sqmm black | Mtrs | 76.5000 | 21.1200 | 158.001.001.005.004.003.001.005.007.005. | 0.0000 | Material | 0 | 0.0000
667579 | A-607-2BHK Internal Flat Wiring. | No. | 1.0000 | 1.0000 | 13068 | PVC Copper Wire 4 Sqmm blue | Mtrs | 144.0000 | 10.0000 | 158.001.001.005.004.003.001.005.007.005. | 0.0000 | Material | 0 | 0.0000
667579 | A-607-2BHK Internal Flat Wiring. | No. | 1.0000 | 1.0000 | 12474 | PVC Copper Wire 4 Sqmm red | Mtrs | 73.5000 | 21.1200 | 158.001.001.005.004.003.001.005.007.005. | 0.0000 | Material | 0 | 0.0000
667579 | A-607-2BHK Internal Flat Wiring. | No. | 1.0000 | 1.0000 | 13067 | PVC Copper Wire 4 Sqmm yellow | Mtrs | 84.5000 | 10.0000 | 158.001.001.005.004.003.001.005.007.005. | 0.0000 | Material | 0 | 0.0000
667579 | A-607-2BHK Internal Flat Wiring. | No. | 1.0000 | 1.0000 | 1010 | RG-6 Co-Axial Cable | Mtrs | 19.0000 | 14.3900 | 158.001.001.005.004.003.001.005.007.005. | 0.0000 | Material | 0 | 0.0000
560098 | A-608-3BHK Internal Electrical work | No. | 1.0000 | 1.0000 | 26454 | 12 Module GI Concealed Box | No. | 2.0000 | 255.0000 | 158.001.001.005.004.003.001.005.008.001. | 255.0000 | Material | 0 | 0.0000
560098 | A-608-3BHK Internal Electrical work | No. | 1.0000 | 1.0000 | 5245 | 12M Plate (575770) | No. | 2.0000 | 225.8600 | 158.001.001.005.004.003.001.005.008.001. | 0.0000 | Material | 0 | 0.0000
560098 | A-608-3BHK Internal Electrical work | No. | 1.0000 | 1.0000 | 26448 | 2 Module GI Concealed Box | No. | 13.0000 | 75.0000 | 158.001.001.005.004.003.001.005.008.001. | 75.0000 | Material | 0 | 0.0000
560098 | A-608-3BHK Internal Electrical work | No. | 1.0000 | 1.0000 | 5250 | 2M Plate (575710) | No. | 13.0000 | 60.4800 | 158.001.001.005.004.003.001.005.008.001. | 0.0000 | Material | 0 | 0.0000
560098 | A-608-3BHK Internal Electrical work | No. | 1.0000 | 1.0000 | 26449 | 3 Module GI Concealed Box | No. | 11.0000 | 105.0000 | 158.001.001.005.004.003.001.005.008.001. | 105.0000 | Material | 0 | 0.0000
560098 | A-608-3BHK Internal Electrical work | No. | 1.0000 | 1.0000 | 5249 | 3M Plate (575720) | No. | 11.0000 | 68.9800 | 158.001.001.005.004.003.001.005.008.001. | 0.0000 | Material | 0 | 0.0000
560098 | A-608-3BHK Internal Electrical work | No. | 1.0000 | 1.0000 | 26450 | 4 Module GI Concealed Box | No. | 4.0000 | 130.0000 | 158.001.001.005.004.003.001.005.008.001. | 130.0000 | Material | 0 | 0.0000
560098 | A-608-3BHK Internal Electrical work | No. | 1.0000 | 1.0000 | 5248 | 4M Plate (575730) | No. | 4.0000 | 72.7600 | 158.001.001.005.004.003.001.005.008.001. | 0.0000 | Material | 0 | 0.0000
560098 | A-608-3BHK Internal Electrical work | No. | 1.0000 | 1.0000 | 26451 | 6 Module GI Concealed Box | No. | 9.0000 | 160.0000 | 158.001.001.005.004.003.001.005.008.001. | 160.0000 | Material | 0 | 0.0000
560098 | A-608-3BHK Internal Electrical work | No. | 1.0000 | 1.0000 | 5247 | 6M Plate (575740) | No. | 9.0000 | 131.3500 | 158.001.001.005.004.003.001.005.008.001. | 0.0000 | Material | 0 | 0.0000
560098 | A-608-3BHK Internal Electrical work | No. | 1.0000 | 1.0000 | 26452 | 8 Module GI Concealed Box | No. | 5.0000 | 215.0000 | 158.001.001.005.004.003.001.005.008.001. | 215.0000 | Material | 0 | 0.0000
560098 | A-608-3BHK Internal Electrical work | No. | 1.0000 | 1.0000 | 5246 | 8M Hzl Plate (575750) | No. | 5.0000 | 144.5800 | 158.001.001.005.004.003.001.005.008.001. | 0.0000 | Material | 0 | 0.0000
560099 | A-608-3BHK Wall Conduting Material | No. | 1.0000 | 1.0000 | 8482 | Flexible Pipe 3/4" | Mtrs | 3.0000 | 5.2500 | 158.001.001.005.004.003.001.005.008.002. | 0.0000 | Material | 0 | 0.0000
560099 | A-608-3BHK Wall Conduting Material | No. | 1.0000 | 1.0000 | 501 | Nails 3" | Kgs | 0.5000 | 63.0000 | 158.001.001.005.004.003.001.005.008.002. | 0.0000 | Material | 0 | 0.0000
560099 | A-608-3BHK Wall Conduting Material | No. | 1.0000 | 1.0000 | 3246 | PVC 1 way Junction Box 1" | No. | 6.0000 | 18.2000 | 158.001.001.005.004.003.001.005.008.002. | 0.0000 | Material | 0 | 0.0000
560099 | A-608-3BHK Wall Conduting Material | No. | 1.0000 | 1.0000 | 838 | PVC Conduit Bend 1" | No. | 15.0000 | 6.3500 | 158.001.001.005.004.003.001.005.008.002. | 6.3500 | Material | 0 | 0.0000
560099 | A-608-3BHK Wall Conduting Material | No. | 1.0000 | 1.0000 | 837 | PVC Conduit Pipe 1" mtrs | Mtrs | 105.0000 | 18.6000 | 158.001.001.005.004.003.001.005.008.002. | 18.6000 | Material | 0 | 0.0000
571949 | A-608-3BHK Internal Flat DB Work | No. | 1.0000 | 1.0000 | 28289 | 10A Single Pole MCB (IH31P0C010) | No. | 3.0000 | 100.0000 | 158.001.001.005.004.003.001.005.008.003. | 100.0000 | Material | 0 | 0.0000
571949 | A-608-3BHK Internal Flat DB Work | No. | 1.0000 | 1.0000 | 28297 | 20A Single Pole MCB (IH31P0C020) | No. | 9.0000 | 300.0000 | 158.001.001.005.004.003.001.005.008.003. | 300.0000 | Material | 0 | 0.0000
571949 | A-608-3BHK Internal Flat DB Work | No. | 1.0000 | 1.0000 | 28545 | 40 AMP RCCB 4 Pole 30ma IH3R440030 | No. | 1.0000 | 118.0000 | 158.001.001.005.004.003.001.005.008.003. | 100.0000 | Material | 45 | 18.0000 | C+S GST 18% I/P RD
571949 | A-608-3BHK Internal Flat DB Work | No. | 1.0000 | 1.0000 | 28777 | 6 Way TPN DB with tel. compartment IHETPNTV006 | No. | 1.0000 | 118.0000 | 158.001.001.005.004.003.001.005.008.003. | 100.0000 | Material | 45 | 18.0000 | C+S GST 18% I/P RD
606864 | A-608-3BHK Int. Flat Switch Socket Material | No. | 1.0000 | 1.0000 | 5238 | 16A 1way switch w indi.(572063 | No. | 12.0000 | 127.5800 | 158.001.001.005.004.003.001.005.008.004. | 0.0000 | Material | 0 | 0.0000
606864 | A-608-3BHK Int. Flat Switch Socket Material | No. | 1.0000 | 1.0000 | 8655 | 16A socket (573471) | No. | 12.0000 | 254.0000 | 158.001.001.005.004.003.001.005.008.004. | 254.0000 | Material | 0 | 0.0000
606864 | A-608-3BHK Int. Flat Switch Socket Material | No. | 1.0000 | 1.0000 | 793 | 6 A Bell Push (573413) | No. | 1.0000 | 22.0500 | 158.001.001.005.004.003.001.005.008.004. | 0.0000 | Material | 0 | 0.0000
606864 | A-608-3BHK Int. Flat Switch Socket Material | No. | 1.0000 | 1.0000 | 7294 | 6A 2 Way Switch (573402) | No. | 6.0000 | 130.0000 | 158.001.001.005.004.003.001.005.008.004. | 0.0000 | Material | 0 | 0.0000
606864 | A-608-3BHK Int. Flat Switch Socket Material | No. | 1.0000 | 1.0000 | 28162 | 6A 3Pin Socket (573424) | No. | 30.0000 | 290.0000 | 158.001.001.005.004.003.001.005.008.004. | 290.0000 | Material | 0 | 0.0000
606864 | A-608-3BHK Int. Flat Switch Socket Material | No. | 1.0000 | 1.0000 | 5240 | 6A One way Switch (573400) | No. | 61.0000 | 72.7600 | 158.001.001.005.004.003.001.005.008.004. | 0.0000 | Material | 0 | 0.0000
606864 | A-608-3BHK Int. Flat Switch Socket Material | No. | 1.0000 | 1.0000 | 2556 | Angle Holder | No. | 6.0000 | 28.0000 | 158.001.001.005.004.003.001.005.008.004. | 0.0000 | Material | 0 | 0.0000
606864 | A-608-3BHK Int. Flat Switch Socket Material | No. | 1.0000 | 1.0000 | 5244 | Blank Plate 1m (573449) | No. | 9.0000 | 19.8400 | 158.001.001.005.004.003.001.005.008.004. | 0.0000 | Material | 0 | 0.0000
606864 | A-608-3BHK Int. Flat Switch Socket Material | No. | 1.0000 | 1.0000 | 1714 | Connector | No. | 5.0000 | 9.0000 | 158.001.001.005.004.003.001.005.008.004. | 0.0000 | Material | 0 | 0.0000
606864 | A-608-3BHK Int. Flat Switch Socket Material | No. | 1.0000 | 1.0000 | 6758 | Fan Step Reg (573469) | No. | 7.0000 | 432.3400 | 158.001.001.005.004.003.001.005.008.004. | 0.0000 | Material | 0 | 0.0000
606864 | A-608-3BHK Int. Flat Switch Socket Material | No. | 1.0000 | 1.0000 | 3287 | Round Plate 4" - No. | No. | 44.0000 | 9.0000 | 158.001.001.005.004.003.001.005.008.004. | 0.0000 | Material | 0 | 0.0000
606864 | A-608-3BHK Int. Flat Switch Socket Material | No. | 1.0000 | 1.0000 | 9555 | Round Plate 6" | No. | 7.0000 | 6.0000 | 158.001.001.005.004.003.001.005.008.004. | 0.0000 | Material | 0 | 0.0000
606864 | A-608-3BHK Int. Flat Switch Socket Material | No. | 1.0000 | 1.0000 | 6757 | T.V. Socket (573425) | No. | 4.0000 | 83.1600 | 158.001.001.005.004.003.001.005.008.004. | 0.0000 | Material | 0 | 0.0000
606864 | A-608-3BHK Int. Flat Switch Socket Material | No. | 1.0000 | 1.0000 | 5242 | Tel. Socket 1mod (573426) | No. | 1.0000 | 79.3800 | 158.001.001.005.004.003.001.005.008.004. | 0.0000 | Material | 0 | 0.0000
667580 | A-608-3BHK Internal Flat Wiring. | No. | 1.0000 | 1.0000 | 23458 | 2 Pair telephone cable | Mtrs | 9.7500 | 50.0000 | 158.001.001.005.004.003.001.005.008.005. | 50.0000 | Material | 0 | 0.0000
667580 | A-608-3BHK Internal Flat Wiring. | No. | 1.0000 | 1.0000 | 12468 | PVC Copper Wire 1.5 Sqmm black | Mtrs | 108.0000 | 8.8600 | 158.001.001.005.004.003.001.005.008.005. | 8.8600 | Material | 0 | 0.0000
667580 | A-608-3BHK Internal Flat Wiring. | No. | 1.0000 | 1.0000 | 12530 | PVC Copper Wire 1.5 Sqmm blue | Mtrs | 139.0000 | 8.8600 | 158.001.001.005.004.003.001.005.008.005. | 8.8600 | Material | 0 | 0.0000
667580 | A-608-3BHK Internal Flat Wiring. | No. | 1.0000 | 1.0000 | 12469 | PVC Copper Wire 1.5 Sqmm green | Mtrs | 78.9800 | 8.8700 | 158.001.001.005.004.003.001.005.008.005. | 0.0000 | Material | 0 | 0.0000
667580 | A-608-3BHK Internal Flat Wiring. | No. | 1.0000 | 1.0000 | 26439 | PVC Copper Wire 1.5 Sqmm Grey | Mtrs | 85.0000 | 100.0000 | 158.001.001.005.004.003.001.005.008.005. | 100.0000 | Material | 0 | 0.0000
667580 | A-608-3BHK Internal Flat Wiring. | No. | 1.0000 | 1.0000 | 12466 | PVC Copper Wire 1.5 Sqmm red | Mtrs | 46.0000 | 8.8700 | 158.001.001.005.004.003.001.005.008.005. | 8.8700 | Material | 0 | 0.0000
667580 | A-608-3BHK Internal Flat Wiring. | No. | 1.0000 | 1.0000 | 12529 | PVC Copper Wire 1.5 Sqmm yellow | Mtrs | 168.0000 | 10.0000 | 158.001.001.005.004.003.001.005.008.005. | 10.0000 | Material | 0 | 0.0000
667580 | A-608-3BHK Internal Flat Wiring. | No. | 1.0000 | 1.0000 | 12471 | PVC Copper Wire 2.5 Sqmm black | Mtrs | 94.0000 | 14.2800 | 158.001.001.005.004.003.001.005.008.005. | 14.2800 | Material | 0 | 0.0000
667580 | A-608-3BHK Internal Flat Wiring. | No. | 1.0000 | 1.0000 | 12527 | PVC Copper Wire 2.5 Sqmm blue | Mtrs | 25.0000 | 14.2800 | 158.001.001.005.004.003.001.005.008.005. | 0.0000 | Material | 0 | 0.0000
667580 | A-608-3BHK Internal Flat Wiring. | No. | 1.0000 | 1.0000 | 12472 | PVC Copper Wire 2.5 Sqmm green | Mtrs | 104.0000 | 14.2800 | 158.001.001.005.004.003.001.005.008.005. | 0.0000 | Material | 0 | 0.0000
667580 | A-608-3BHK Internal Flat Wiring. | No. | 1.0000 | 1.0000 | 12470 | PVC Copper Wire 2.5 Sqmm red | Mtrs | 75.2500 | 14.2800 | 158.001.001.005.004.003.001.005.008.005. | 0.0000 | Material | 0 | 0.0000
667580 | A-608-3BHK Internal Flat Wiring. | No. | 1.0000 | 1.0000 | 12528 | PVC Copper Wire 2.5 Sqmm yellow | Mtrs | 35.0000 | 14.2800 | 158.001.001.005.004.003.001.005.008.005. | 14.2800 | Material | 0 | 0.0000
667580 | A-608-3BHK Internal Flat Wiring. | No. | 1.0000 | 1.0000 | 12475 | PVC Copper Wire 4 Sqmm black | Mtrs | 109.0000 | 21.1200 | 158.001.001.005.004.003.001.005.008.005. | 0.0000 | Material | 0 | 0.0000
667580 | A-608-3BHK Internal Flat Wiring. | No. | 1.0000 | 1.0000 | 13068 | PVC Copper Wire 4 Sqmm blue | Mtrs | 28.0000 | 10.0000 | 158.001.001.005.004.003.001.005.008.005. | 0.0000 | Material | 0 | 0.0000
667580 | A-608-3BHK Internal Flat Wiring. | No. | 1.0000 | 1.0000 | 12474 | PVC Copper Wire 4 Sqmm red | Mtrs | 28.0000 | 21.1200 | 158.001.001.005.004.003.001.005.008.005. | 0.0000 | Material | 0 | 0.0000
667580 | A-608-3BHK Internal Flat Wiring. | No. | 1.0000 | 1.0000 | 13067 | PVC Copper Wire 4 Sqmm yellow | Mtrs | 59.0000 | 10.0000 | 158.001.001.005.004.003.001.005.008.005. | 0.0000 | Material | 0 | 0.0000
667580 | A-608-3BHK Internal Flat Wiring. | No. | 1.0000 | 1.0000 | 1010 | RG-6 Co-Axial Cable | Mtrs | 17.0000 | 14.3900 | 158.001.001.005.004.003.001.005.008.005. | 0.0000 | Material | 0 | 0.0000
560857 | A-701-3BHK Wall Conduting Material | No. | 1.0000 | 1.0000 | 8482 | Flexible Pipe 3/4" | Mtrs | 3.0000 | 5.2500 | 158.001.001.005.004.003.001.006.001.001. | 0.0000 | Material | 0 | 0.0000
560857 | A-701-3BHK Wall Conduting Material | No. | 1.0000 | 1.0000 | 501 | Nails 3" | Kgs | 0.5000 | 63.0000 | 158.001.001.005.004.003.001.006.001.001. | 0.0000 | Material | 0 | 0.0000
560857 | A-701-3BHK Wall Conduting Material | No. | 1.0000 | 1.0000 | 3246 | PVC 1 way Junction Box 1" | No. | 6.0000 | 18.2000 | 158.001.001.005.004.003.001.006.001.001. | 0.0000 | Material | 0 | 0.0000
560857 | A-701-3BHK Wall Conduting Material | No. | 1.0000 | 1.0000 | 838 | PVC Conduit Bend 1" | No. | 15.0000 | 6.3500 | 158.001.001.005.004.003.001.006.001.001. | 6.3500 | Material | 0 | 0.0000
560857 | A-701-3BHK Wall Conduting Material | No. | 1.0000 | 1.0000 | 837 | PVC Conduit Pipe 1" mtrs | Mtrs | 105.0000 | 18.6000 | 158.001.001.005.004.003.001.006.001.001. | 18.6000 | Material | 0 | 0.0000
562866 | A-701-3BHK Internal Electrical work | No. | 1.0000 | 1.0000 | 26454 | 12 Module GI Concealed Box | No. | 2.0000 | 255.0000 | 158.001.001.005.004.003.001.006.001.002. | 255.0000 | Material | 0 | 0.0000
562866 | A-701-3BHK Internal Electrical work | No. | 1.0000 | 1.0000 | 5245 | 12M Plate (575770) | No. | 2.0000 | 225.8600 | 158.001.001.005.004.003.001.006.001.002. | 0.0000 | Material | 0 | 0.0000
562866 | A-701-3BHK Internal Electrical work | No. | 1.0000 | 1.0000 | 26448 | 2 Module GI Concealed Box | No. | 13.0000 | 75.0000 | 158.001.001.005.004.003.001.006.001.002. | 75.0000 | Material | 0 | 0.0000
562866 | A-701-3BHK Internal Electrical work | No. | 1.0000 | 1.0000 | 5250 | 2M Plate (575710) | No. | 13.0000 | 60.4800 | 158.001.001.005.004.003.001.006.001.002. | 0.0000 | Material | 0 | 0.0000
562866 | A-701-3BHK Internal Electrical work | No. | 1.0000 | 1.0000 | 26449 | 3 Module GI Concealed Box | No. | 11.0000 | 105.0000 | 158.001.001.005.004.003.001.006.001.002. | 105.0000 | Material | 0 | 0.0000
562866 | A-701-3BHK Internal Electrical work | No. | 1.0000 | 1.0000 | 5249 | 3M Plate (575720) | No. | 11.0000 | 68.9800 | 158.001.001.005.004.003.001.006.001.002. | 0.0000 | Material | 0 | 0.0000
562866 | A-701-3BHK Internal Electrical work | No. | 1.0000 | 1.0000 | 26450 | 4 Module GI Concealed Box | No. | 4.0000 | 130.0000 | 158.001.001.005.004.003.001.006.001.002. | 130.0000 | Material | 0 | 0.0000
562866 | A-701-3BHK Internal Electrical work | No. | 1.0000 | 1.0000 | 5248 | 4M Plate (575730) | No. | 4.0000 | 72.7600 | 158.001.001.005.004.003.001.006.001.002. | 0.0000 | Material | 0 | 0.0000
562866 | A-701-3BHK Internal Electrical work | No. | 1.0000 | 1.0000 | 26451 | 6 Module GI Concealed Box | No. | 9.0000 | 160.0000 | 158.001.001.005.004.003.001.006.001.002. | 160.0000 | Material | 0 | 0.0000
562866 | A-701-3BHK Internal Electrical work | No. | 1.0000 | 1.0000 | 5247 | 6M Plate (575740) | No. | 9.0000 | 131.3500 | 158.001.001.005.004.003.001.006.001.002. | 0.0000 | Material | 0 | 0.0000
562866 | A-701-3BHK Internal Electrical work | No. | 1.0000 | 1.0000 | 26452 | 8 Module GI Concealed Box | No. | 5.0000 | 215.0000 | 158.001.001.005.004.003.001.006.001.002. | 215.0000 | Material | 0 | 0.0000
562866 | A-701-3BHK Internal Electrical work | No. | 1.0000 | 1.0000 | 5246 | 8M Hzl Plate (575750) | No. | 5.0000 | 144.5800 | 158.001.001.005.004.003.001.006.001.002. | 0.0000 | Material | 0 | 0.0000
571950 | A-701-3BHK Internal Flat DB Work | No. | 1.0000 | 1.0000 | 28289 | 10A Single Pole MCB (IH31P0C010) | No. | 3.0000 | 100.0000 | 158.001.001.005.004.003.001.006.001.003. | 100.0000 | Material | 0 | 0.0000
571950 | A-701-3BHK Internal Flat DB Work | No. | 1.0000 | 1.0000 | 28297 | 20A Single Pole MCB (IH31P0C020) | No. | 9.0000 | 300.0000 | 158.001.001.005.004.003.001.006.001.003. | 300.0000 | Material | 0 | 0.0000
571950 | A-701-3BHK Internal Flat DB Work | No. | 1.0000 | 1.0000 | 28545 | 40 AMP RCCB 4 Pole 30ma IH3R440030 | No. | 1.0000 | 118.0000 | 158.001.001.005.004.003.001.006.001.003. | 100.0000 | Material | 45 | 18.0000 | C+S GST 18% I/P RD
571950 | A-701-3BHK Internal Flat DB Work | No. | 1.0000 | 1.0000 | 28777 | 6 Way TPN DB with tel. compartment IHETPNTV006 | No. | 1.0000 | 118.0000 | 158.001.001.005.004.003.001.006.001.003. | 100.0000 | Material | 45 | 18.0000 | C+S GST 18% I/P RD
606865 | A-701-3BHK Int. Flat Switch Socket Material | No. | 1.0000 | 1.0000 | 5238 | 16A 1way switch w indi.(572063 | No. | 12.0000 | 127.5800 | 158.001.001.005.004.003.001.006.001.004. | 0.0000 | Material | 0 | 0.0000
606865 | A-701-3BHK Int. Flat Switch Socket Material | No. | 1.0000 | 1.0000 | 8655 | 16A socket (573471) | No. | 12.0000 | 254.0000 | 158.001.001.005.004.003.001.006.001.004. | 254.0000 | Material | 0 | 0.0000
606865 | A-701-3BHK Int. Flat Switch Socket Material | No. | 1.0000 | 1.0000 | 793 | 6 A Bell Push (573413) | No. | 1.0000 | 22.0500 | 158.001.001.005.004.003.001.006.001.004. | 0.0000 | Material | 0 | 0.0000
606865 | A-701-3BHK Int. Flat Switch Socket Material | No. | 1.0000 | 1.0000 | 7294 | 6A 2 Way Switch (573402) | No. | 6.0000 | 130.0000 | 158.001.001.005.004.003.001.006.001.004. | 0.0000 | Material | 0 | 0.0000
606865 | A-701-3BHK Int. Flat Switch Socket Material | No. | 1.0000 | 1.0000 | 28162 | 6A 3Pin Socket (573424) | No. | 30.0000 | 290.0000 | 158.001.001.005.004.003.001.006.001.004. | 290.0000 | Material | 0 | 0.0000
606865 | A-701-3BHK Int. Flat Switch Socket Material | No. | 1.0000 | 1.0000 | 5240 | 6A One way Switch (573400) | No. | 61.0000 | 72.7600 | 158.001.001.005.004.003.001.006.001.004. | 0.0000 | Material | 0 | 0.0000
606865 | A-701-3BHK Int. Flat Switch Socket Material | No. | 1.0000 | 1.0000 | 2556 | Angle Holder | No. | 6.0000 | 28.0000 | 158.001.001.005.004.003.001.006.001.004. | 0.0000 | Material | 0 | 0.0000
606865 | A-701-3BHK Int. Flat Switch Socket Material | No. | 1.0000 | 1.0000 | 5244 | Blank Plate 1m (573449) | No. | 9.0000 | 19.8400 | 158.001.001.005.004.003.001.006.001.004. | 0.0000 | Material | 0 | 0.0000
606865 | A-701-3BHK Int. Flat Switch Socket Material | No. | 1.0000 | 1.0000 | 1714 | Connector | No. | 5.0000 | 9.0000 | 158.001.001.005.004.003.001.006.001.004. | 0.0000 | Material | 0 | 0.0000
606865 | A-701-3BHK Int. Flat Switch Socket Material | No. | 1.0000 | 1.0000 | 6758 | Fan Step Reg (573469) | No. | 7.0000 | 432.3400 | 158.001.001.005.004.003.001.006.001.004. | 0.0000 | Material | 0 | 0.0000
606865 | A-701-3BHK Int. Flat Switch Socket Material | No. | 1.0000 | 1.0000 | 3287 | Round Plate 4" - No. | No. | 44.0000 | 9.0000 | 158.001.001.005.004.003.001.006.001.004. | 0.0000 | Material | 0 | 0.0000
606865 | A-701-3BHK Int. Flat Switch Socket Material | No. | 1.0000 | 1.0000 | 9555 | Round Plate 6" | No. | 7.0000 | 6.0000 | 158.001.001.005.004.003.001.006.001.004. | 0.0000 | Material | 0 | 0.0000
606865 | A-701-3BHK Int. Flat Switch Socket Material | No. | 1.0000 | 1.0000 | 6757 | T.V. Socket (573425) | No. | 4.0000 | 83.1600 | 158.001.001.005.004.003.001.006.001.004. | 0.0000 | Material | 0 | 0.0000
606865 | A-701-3BHK Int. Flat Switch Socket Material | No. | 1.0000 | 1.0000 | 5242 | Tel. Socket 1mod (573426) | No. | 1.0000 | 79.3800 | 158.001.001.005.004.003.001.006.001.004. | 0.0000 | Material | 0 | 0.0000
671566 | A-701-3BHK Internal Flat Wiring. | No. | 1.0000 | 1.0000 | 23458 | 2 Pair telephone cable | Mtrs | 9.7500 | 50.0000 | 158.001.001.005.004.003.001.006.001.005. | 50.0000 | Material | 0 | 0.0000
671566 | A-701-3BHK Internal Flat Wiring. | No. | 1.0000 | 1.0000 | 12468 | PVC Copper Wire 1.5 Sqmm black | Mtrs | 123.7750 | 8.8600 | 158.001.001.005.004.003.001.006.001.005. | 8.8600 | Material | 0 | 0.0000
671566 | A-701-3BHK Internal Flat Wiring. | No. | 1.0000 | 1.0000 | 12530 | PVC Copper Wire 1.5 Sqmm blue | Mtrs | 139.0000 | 8.8600 | 158.001.001.005.004.003.001.006.001.005. | 8.8600 | Material | 0 | 0.0000
671566 | A-701-3BHK Internal Flat Wiring. | No. | 1.0000 | 1.0000 | 12469 | PVC Copper Wire 1.5 Sqmm green | Mtrs | 78.9800 | 8.8700 | 158.001.001.005.004.003.001.006.001.005. | 0.0000 | Material | 0 | 0.0000
671566 | A-701-3BHK Internal Flat Wiring. | No. | 1.0000 | 1.0000 | 26439 | PVC Copper Wire 1.5 Sqmm Grey | Mtrs | 0.0000 | 100.0000 | 158.001.001.005.004.003.001.006.001.005. | 100.0000 | Material | 0 | 0.0000
671566 | A-701-3BHK Internal Flat Wiring. | No. | 1.0000 | 1.0000 | 12466 | PVC Copper Wire 1.5 Sqmm red | Mtrs | 46.0000 | 8.8700 | 158.001.001.005.004.003.001.006.001.005. | 8.8700 | Material | 0 | 0.0000
671566 | A-701-3BHK Internal Flat Wiring. | No. | 1.0000 | 1.0000 | 12529 | PVC Copper Wire 1.5 Sqmm yellow | Mtrs | 168.0000 | 10.0000 | 158.001.001.005.004.003.001.006.001.005. | 10.0000 | Material | 0 | 0.0000
671566 | A-701-3BHK Internal Flat Wiring. | No. | 1.0000 | 1.0000 | 12471 | PVC Copper Wire 2.5 Sqmm black | Mtrs | 94.0000 | 14.2800 | 158.001.001.005.004.003.001.006.001.005. | 14.2800 | Material | 0 | 0.0000
671566 | A-701-3BHK Internal Flat Wiring. | No. | 1.0000 | 1.0000 | 12527 | PVC Copper Wire 2.5 Sqmm blue | Mtrs | 0 | 14.2800 | 158.001.001.005.004.003.001.006.001.005. | 0.0000 | Material | 0 | 0.0000
671566 | A-701-3BHK Internal Flat Wiring. | No. | 1.0000 | 1.0000 | 12472 | PVC Copper Wire 2.5 Sqmm green | Mtrs | 104.0000 | 14.2800 | 158.001.001.005.004.003.001.006.001.005. | 0.0000 | Material | 0 | 0.0000
671566 | A-701-3BHK Internal Flat Wiring. | No. | 1.0000 | 1.0000 | 12470 | PVC Copper Wire 2.5 Sqmm red | Mtrs | 75.2500 | 14.2800 | 158.001.001.005.004.003.001.006.001.005. | 0.0000 | Material | 0 | 0.0000
671566 | A-701-3BHK Internal Flat Wiring. | No. | 1.0000 | 1.0000 | 12528 | PVC Copper Wire 2.5 Sqmm yellow | Mtrs | 0.0000 | 14.2800 | 158.001.001.005.004.003.001.006.001.005. | 14.2800 | Material | 0 | 0.0000
671566 | A-701-3BHK Internal Flat Wiring. | No. | 1.0000 | 1.0000 | 12475 | PVC Copper Wire 4 Sqmm black | Mtrs | 109.0000 | 21.1200 | 158.001.001.005.004.003.001.006.001.005. | 0.0000 | Material | 0 | 0.0000
671566 | A-701-3BHK Internal Flat Wiring. | No. | 1.0000 | 1.0000 | 13068 | PVC Copper Wire 4 Sqmm blue | Mtrs | 28.0000 | 10.0000 | 158.001.001.005.004.003.001.006.001.005. | 0.0000 | Material | 0 | 0.0000
671566 | A-701-3BHK Internal Flat Wiring. | No. | 1.0000 | 1.0000 | 12474 | PVC Copper Wire 4 Sqmm red | Mtrs | 28.0000 | 21.1200 | 158.001.001.005.004.003.001.006.001.005. | 0.0000 | Material | 0 | 0.0000
671566 | A-701-3BHK Internal Flat Wiring. | No. | 1.0000 | 1.0000 | 13067 | PVC Copper Wire 4 Sqmm yellow | Mtrs | 59.0000 | 10.0000 | 158.001.001.005.004.003.001.006.001.005. | 0.0000 | Material | 0 | 0.0000
671566 | A-701-3BHK Internal Flat Wiring. | No. | 1.0000 | 1.0000 | 1010 | RG-6 Co-Axial Cable | Mtrs | 17.0000 | 14.3900 | 158.001.001.005.004.003.001.006.001.005. | 0.0000 | Material | 0 | 0.0000
560865 | A-702-2BHK Wall Conduting Material 2BHK | No. | 1.0000 | 1.0000 | 8482 | Flexible Pipe 3/4" | Mtrs | 3.0000 | 5.2500 | 158.001.001.005.004.003.001.006.002.001. | 0.0000 | Material | 0 | 0.0000
560865 | A-702-2BHK Wall Conduting Material 2BHK | No. | 1.0000 | 1.0000 | 501 | Nails 3" | Kgs | 0.5000 | 63.0000 | 158.001.001.005.004.003.001.006.002.001. | 0.0000 | Material | 0 | 0.0000
560865 | A-702-2BHK Wall Conduting Material 2BHK | No. | 1.0000 | 1.0000 | 3246 | PVC 1 way Junction Box 1" | No. | 4.0000 | 18.2000 | 158.001.001.005.004.003.001.006.002.001. | 0.0000 | Material | 0 | 0.0000
560865 | A-702-2BHK Wall Conduting Material 2BHK | No. | 1.0000 | 1.0000 | 838 | PVC Conduit Bend 1" | No. | 13.0000 | 6.3500 | 158.001.001.005.004.003.001.006.002.001. | 6.3500 | Material | 0 | 0.0000
560865 | A-702-2BHK Wall Conduting Material 2BHK | No. | 1.0000 | 1.0000 | 837 | PVC Conduit Pipe 1" mtrs | Mtrs | 90.0000 | 18.6000 | 158.001.001.005.004.003.001.006.002.001. | 18.6000 | Material | 0 | 0.0000
562867 | A-702-2BHK Internal Electrical work | No. | 1.0000 | 1.0000 | 26454 | 12 Module GI Concealed Box | No. | 2.0000 | 255.0000 | 158.001.001.005.004.003.001.006.002.002. | 255.0000 | Material | 0 | 0.0000
562867 | A-702-2BHK Internal Electrical work | No. | 1.0000 | 1.0000 | 5245 | 12M Plate (575770) | No. | 2.0000 | 225.8600 | 158.001.001.005.004.003.001.006.002.002. | 0.0000 | Material | 0 | 0.0000
562867 | A-702-2BHK Internal Electrical work | No. | 1.0000 | 1.0000 | 26448 | 2 Module GI Concealed Box | No. | 9.0000 | 75.0000 | 158.001.001.005.004.003.001.006.002.002. | 75.0000 | Material | 0 | 0.0000
562867 | A-702-2BHK Internal Electrical work | No. | 1.0000 | 1.0000 | 5250 | 2M Plate (575710) | No. | 9.0000 | 60.4800 | 158.001.001.005.004.003.001.006.002.002. | 0.0000 | Material | 0 | 0.0000
562867 | A-702-2BHK Internal Electrical work | No. | 1.0000 | 1.0000 | 26449 | 3 Module GI Concealed Box | No. | 11.0000 | 105.0000 | 158.001.001.005.004.003.001.006.002.002. | 105.0000 | Material | 0 | 0.0000
562867 | A-702-2BHK Internal Electrical work | No. | 1.0000 | 1.0000 | 5249 | 3M Plate (575720) | No. | 11.0000 | 68.9800 | 158.001.001.005.004.003.001.006.002.002. | 0.0000 | Material | 0 | 0.0000
562867 | A-702-2BHK Internal Electrical work | No. | 1.0000 | 1.0000 | 26450 | 4 Module GI Concealed Box | No. | 3.0000 | 130.0000 | 158.001.001.005.004.003.001.006.002.002. | 130.0000 | Material | 0 | 0.0000
562867 | A-702-2BHK Internal Electrical work | No. | 1.0000 | 1.0000 | 5248 | 4M Plate (575730) | No. | 3.0000 | 72.7600 | 158.001.001.005.004.003.001.006.002.002. | 0.0000 | Material | 0 | 0.0000
562867 | A-702-2BHK Internal Electrical work | No. | 1.0000 | 1.0000 | 26451 | 6 Module GI Concealed Box | No. | 7.0000 | 160.0000 | 158.001.001.005.004.003.001.006.002.002. | 160.0000 | Material | 0 | 0.0000
562867 | A-702-2BHK Internal Electrical work | No. | 1.0000 | 1.0000 | 5247 | 6M Plate (575740) | No. | 7.0000 | 131.3500 | 158.001.001.005.004.003.001.006.002.002. | 0.0000 | Material | 0 | 0.0000
562867 | A-702-2BHK Internal Electrical work | No. | 1.0000 | 1.0000 | 26452 | 8 Module GI Concealed Box | No. | 4.0000 | 215.0000 | 158.001.001.005.004.003.001.006.002.002. | 215.0000 | Material | 0 | 0.0000
562867 | A-702-2BHK Internal Electrical work | No. | 1.0000 | 1.0000 | 5246 | 8M Hzl Plate (575750) | No. | 4.0000 | 144.5800 | 158.001.001.005.004.003.001.006.002.002. | 0.0000 | Material | 0 | 0.0000
571951 | A-702-2BHK Internal Flat DB Work | No. | 1.0000 | 1.0000 | 28289 | 10A Single Pole MCB (IH31P0C010) | No. | 4.0000 | 100.0000 | 158.001.001.005.004.003.001.006.002.003. | 100.0000 | Material | 0 | 0.0000
571951 | A-702-2BHK Internal Flat DB Work | No. | 1.0000 | 1.0000 | 28297 | 20A Single Pole MCB (IH31P0C020) | No. | 8.0000 | 300.0000 | 158.001.001.005.004.003.001.006.002.003. | 300.0000 | Material | 0 | 0.0000
571951 | A-702-2BHK Internal Flat DB Work | No. | 1.0000 | 1.0000 | 28776 | 4 Way TPN DB with tel. compartment IHETPNYV004 | No. | 1.0000 | 118.0000 | 158.001.001.005.004.003.001.006.002.003. | 100.0000 | Material | 45 | 18.0000 | C+S GST 18% I/P RD
571951 | A-702-2BHK Internal Flat DB Work | No. | 1.0000 | 1.0000 | 28545 | 40 AMP RCCB 4 Pole 30ma IH3R440030 | No. | 1.0000 | 118.0000 | 158.001.001.005.004.003.001.006.002.003. | 100.0000 | Material | 45 | 18.0000 | C+S GST 18% I/P RD
610537 | A-702-2BHK Int. Flat Switch Socket Material | No. | 1.0000 | 1.0000 | 5238 | 16A 1way switch w indi.(572063 | No. | 8.0000 | 127.5800 | 158.001.001.005.004.003.001.006.002.004. | 0.0000 | Material | 0 | 0.0000
610537 | A-702-2BHK Int. Flat Switch Socket Material | No. | 1.0000 | 1.0000 | 8655 | 16A socket (573471) | No. | 10.0000 | 254.0000 | 158.001.001.005.004.003.001.006.002.004. | 254.0000 | Material | 0 | 0.0000
610537 | A-702-2BHK Int. Flat Switch Socket Material | No. | 1.0000 | 1.0000 | 793 | 6 A Bell Push (573413) | No. | 1.0000 | 22.0500 | 158.001.001.005.004.003.001.006.002.004. | 0.0000 | Material | 0 | 0.0000
610537 | A-702-2BHK Int. Flat Switch Socket Material | No. | 1.0000 | 1.0000 | 7294 | 6A 2 Way Switch (573402) | No. | 4.0000 | 130.0000 | 158.001.001.005.004.003.001.006.002.004. | 0.0000 | Material | 0 | 0.0000
610537 | A-702-2BHK Int. Flat Switch Socket Material | No. | 1.0000 | 1.0000 | 28162 | 6A 3Pin Socket (573424) | No. | 25.0000 | 290.0000 | 158.001.001.005.004.003.001.006.002.004. | 290.0000 | Material | 0 | 0.0000
610537 | A-702-2BHK Int. Flat Switch Socket Material | No. | 1.0000 | 1.0000 | 5240 | 6A One way Switch (573400) | No. | 51.0000 | 72.7600 | 158.001.001.005.004.003.001.006.002.004. | 0.0000 | Material | 0 | 0.0000
610537 | A-702-2BHK Int. Flat Switch Socket Material | No. | 1.0000 | 1.0000 | 2556 | Angle Holder | No. | 5.0000 | 28.0000 | 158.001.001.005.004.003.001.006.002.004. | 0.0000 | Material | 0 | 0.0000
610537 | A-702-2BHK Int. Flat Switch Socket Material | No. | 1.0000 | 1.0000 | 5244 | Blank Plate 1m (573449) | No. | 9.0000 | 19.8400 | 158.001.001.005.004.003.001.006.002.004. | 0.0000 | Material | 0 | 0.0000
610537 | A-702-2BHK Int. Flat Switch Socket Material | No. | 1.0000 | 1.0000 | 1714 | Connector | No. | 4.0000 | 9.0000 | 158.001.001.005.004.003.001.006.002.004. | 0.0000 | Material | 0 | 0.0000
610537 | A-702-2BHK Int. Flat Switch Socket Material | No. | 1.0000 | 1.0000 | 6758 | Fan Step Reg (573469) | No. | 6.0000 | 432.3400 | 158.001.001.005.004.003.001.006.002.004. | 0.0000 | Material | 0 | 0.0000
610537 | A-702-2BHK Int. Flat Switch Socket Material | No. | 1.0000 | 1.0000 | 3287 | Round Plate 4" - No. | No. | 38.0000 | 9.0000 | 158.001.001.005.004.003.001.006.002.004. | 0.0000 | Material | 0 | 0.0000
610537 | A-702-2BHK Int. Flat Switch Socket Material | No. | 1.0000 | 1.0000 | 9555 | Round Plate 6" | No. | 6.0000 | 6.0000 | 158.001.001.005.004.003.001.006.002.004. | 0.0000 | Material | 0 | 0.0000
610537 | A-702-2BHK Int. Flat Switch Socket Material | No. | 1.0000 | 1.0000 | 6757 | T.V. Socket (573425) | No. | 3.0000 | 83.1600 | 158.001.001.005.004.003.001.006.002.004. | 0.0000 | Material | 0 | 0.0000
610537 | A-702-2BHK Int. Flat Switch Socket Material | No. | 1.0000 | 1.0000 | 5242 | Tel. Socket 1mod (573426) | No. | 1.0000 | 79.3800 | 158.001.001.005.004.003.001.006.002.004. | 0.0000 | Material | 0 | 0.0000
671568 | A-702-2BHK Internal Flat Wiring. | No. | 1.0000 | 1.0000 | 23458 | 2 Pair telephone cable | Mtrs | 0.0000 | 50.0000 | 158.001.001.005.004.003.001.006.002.005. | 50.0000 | Material | 0 | 0.0000
671568 | A-702-2BHK Internal Flat Wiring. | No. | 1.0000 | 1.0000 | 12468 | PVC Copper Wire 1.5 Sqmm black | Mtrs | 123.7750 | 8.8600 | 158.001.001.005.004.003.001.006.002.005. | 8.8600 | Material | 0 | 0.0000
671568 | A-702-2BHK Internal Flat Wiring. | No. | 1.0000 | 1.0000 | 12530 | PVC Copper Wire 1.5 Sqmm blue | Mtrs | 105.7500 | 8.8600 | 158.001.001.005.004.003.001.006.002.005. | 8.8600 | Material | 0 | 0.0000
671568 | A-702-2BHK Internal Flat Wiring. | No. | 1.0000 | 1.0000 | 12469 | PVC Copper Wire 1.5 Sqmm green | Mtrs | 78.9800 | 8.8700 | 158.001.001.005.004.003.001.006.002.005. | 0.0000 | Material | 0 | 0.0000
671568 | A-702-2BHK Internal Flat Wiring. | No. | 1.0000 | 1.0000 | 26439 | PVC Copper Wire 1.5 Sqmm Grey | Mtrs | 0.0000 | 100.0000 | 158.001.001.005.004.003.001.006.002.005. | 100.0000 | Material | 0 | 0.0000
671568 | A-702-2BHK Internal Flat Wiring. | No. | 1.0000 | 1.0000 | 12466 | PVC Copper Wire 1.5 Sqmm red | Mtrs | 35.5000 | 8.8700 | 158.001.001.005.004.003.001.006.002.005. | 8.8700 | Material | 0 | 0.0000
671568 | A-702-2BHK Internal Flat Wiring. | No. | 1.0000 | 1.0000 | 12529 | PVC Copper Wire 1.5 Sqmm yellow | Mtrs | 151.3250 | 10.0000 | 158.001.001.005.004.003.001.006.002.005. | 10.0000 | Material | 0 | 0.0000
671568 | A-702-2BHK Internal Flat Wiring. | No. | 1.0000 | 1.0000 | 12471 | PVC Copper Wire 2.5 Sqmm black | Mtrs | 110.7250 | 14.2800 | 158.001.001.005.004.003.001.006.002.005. | 14.2800 | Material | 0 | 0.0000
671568 | A-702-2BHK Internal Flat Wiring. | No. | 1.0000 | 1.0000 | 12527 | PVC Copper Wire 2.5 Sqmm blue | Mtrs | 0 | 14.2800 | 158.001.001.005.004.003.001.006.002.005. | 0.0000 | Material | 0 | 0.0000
671568 | A-702-2BHK Internal Flat Wiring. | No. | 1.0000 | 1.0000 | 12472 | PVC Copper Wire 2.5 Sqmm green | Mtrs | 65.9800 | 14.2800 | 158.001.001.005.004.003.001.006.002.005. | 0.0000 | Material | 0 | 0.0000
671568 | A-702-2BHK Internal Flat Wiring. | No. | 1.0000 | 1.0000 | 12470 | PVC Copper Wire 2.5 Sqmm red | Mtrs | 75.2500 | 14.2800 | 158.001.001.005.004.003.001.006.002.005. | 0.0000 | Material | 0 | 0.0000
671568 | A-702-2BHK Internal Flat Wiring. | No. | 1.0000 | 1.0000 | 12528 | PVC Copper Wire 2.5 Sqmm yellow | Mtrs | 0.0000 | 14.2800 | 158.001.001.005.004.003.001.006.002.005. | 14.2800 | Material | 0 | 0.0000
671568 | A-702-2BHK Internal Flat Wiring. | No. | 1.0000 | 1.0000 | 12475 | PVC Copper Wire 4 Sqmm black | Mtrs | 115.8500 | 21.1200 | 158.001.001.005.004.003.001.006.002.005. | 0.0000 | Material | 0 | 0.0000
671568 | A-702-2BHK Internal Flat Wiring. | No. | 1.0000 | 1.0000 | 13068 | PVC Copper Wire 4 Sqmm blue | Mtrs | 77.5000 | 10.0000 | 158.001.001.005.004.003.001.006.002.005. | 0.0000 | Material | 0 | 0.0000
671568 | A-702-2BHK Internal Flat Wiring. | No. | 1.0000 | 1.0000 | 12474 | PVC Copper Wire 4 Sqmm red | Mtrs | 0.0000 | 21.1200 | 158.001.001.005.004.003.001.006.002.005. | 0.0000 | Material | 0 | 0.0000
671568 | A-702-2BHK Internal Flat Wiring. | No. | 1.0000 | 1.0000 | 13067 | PVC Copper Wire 4 Sqmm yellow | Mtrs | 81.9250 | 10.0000 | 158.001.001.005.004.003.001.006.002.005. | 0.0000 | Material | 0 | 0.0000
671568 | A-702-2BHK Internal Flat Wiring. | No. | 1.0000 | 1.0000 | 1010 | RG-6 Co-Axial Cable | Mtrs | 0.0000 | 14.3900 | 158.001.001.005.004.003.001.006.002.005. | 0.0000 | Material | 0 | 0.0000
560859 | A-703-2BHK Wall Conduting Material | No. | 1.0000 | 1.0000 | 8482 | Flexible Pipe 3/4" | Mtrs | 3.0000 | 5.2500 | 158.001.001.005.004.003.001.006.003.001. | 0.0000 | Material | 0 | 0.0000
560859 | A-703-2BHK Wall Conduting Material | No. | 1.0000 | 1.0000 | 501 | Nails 3" | Kgs | 0.5000 | 63.0000 | 158.001.001.005.004.003.001.006.003.001. | 0.0000 | Material | 0 | 0.0000
560859 | A-703-2BHK Wall Conduting Material | No. | 1.0000 | 1.0000 | 3246 | PVC 1 way Junction Box 1" | No. | 4.0000 | 18.2000 | 158.001.001.005.004.003.001.006.003.001. | 0.0000 | Material | 0 | 0.0000
560859 | A-703-2BHK Wall Conduting Material | No. | 1.0000 | 1.0000 | 838 | PVC Conduit Bend 1" | No. | 13.0000 | 6.3500 | 158.001.001.005.004.003.001.006.003.001. | 6.3500 | Material | 0 | 0.0000
560859 | A-703-2BHK Wall Conduting Material | No. | 1.0000 | 1.0000 | 837 | PVC Conduit Pipe 1" mtrs | Mtrs | 90.0000 | 18.6000 | 158.001.001.005.004.003.001.006.003.001. | 18.6000 | Material | 0 | 0.0000
562868 | A-703-2BHK Internal Electrical work | No. | 1.0000 | 1.0000 | 26454 | 12 Module GI Concealed Box | No. | 2.0000 | 255.0000 | 158.001.001.005.004.003.001.006.003.002. | 255.0000 | Material | 0 | 0.0000
562868 | A-703-2BHK Internal Electrical work | No. | 1.0000 | 1.0000 | 5245 | 12M Plate (575770) | No. | 2.0000 | 225.8600 | 158.001.001.005.004.003.001.006.003.002. | 0.0000 | Material | 0 | 0.0000
562868 | A-703-2BHK Internal Electrical work | No. | 1.0000 | 1.0000 | 26448 | 2 Module GI Concealed Box | No. | 9.0000 | 75.0000 | 158.001.001.005.004.003.001.006.003.002. | 75.0000 | Material | 0 | 0.0000
562868 | A-703-2BHK Internal Electrical work | No. | 1.0000 | 1.0000 | 5250 | 2M Plate (575710) | No. | 9.0000 | 60.4800 | 158.001.001.005.004.003.001.006.003.002. | 0.0000 | Material | 0 | 0.0000
562868 | A-703-2BHK Internal Electrical work | No. | 1.0000 | 1.0000 | 26449 | 3 Module GI Concealed Box | No. | 11.0000 | 105.0000 | 158.001.001.005.004.003.001.006.003.002. | 105.0000 | Material | 0 | 0.0000
562868 | A-703-2BHK Internal Electrical work | No. | 1.0000 | 1.0000 | 5249 | 3M Plate (575720) | No. | 11.0000 | 68.9800 | 158.001.001.005.004.003.001.006.003.002. | 0.0000 | Material | 0 | 0.0000
562868 | A-703-2BHK Internal Electrical work | No. | 1.0000 | 1.0000 | 26450 | 4 Module GI Concealed Box | No. | 3.0000 | 130.0000 | 158.001.001.005.004.003.001.006.003.002. | 130.0000 | Material | 0 | 0.0000
562868 | A-703-2BHK Internal Electrical work | No. | 1.0000 | 1.0000 | 5248 | 4M Plate (575730) | No. | 3.0000 | 72.7600 | 158.001.001.005.004.003.001.006.003.002. | 0.0000 | Material | 0 | 0.0000
562868 | A-703-2BHK Internal Electrical work | No. | 1.0000 | 1.0000 | 26451 | 6 Module GI Concealed Box | No. | 7.0000 | 160.0000 | 158.001.001.005.004.003.001.006.003.002. | 160.0000 | Material | 0 | 0.0000
562868 | A-703-2BHK Internal Electrical work | No. | 1.0000 | 1.0000 | 5247 | 6M Plate (575740) | No. | 7.0000 | 131.3500 | 158.001.001.005.004.003.001.006.003.002. | 0.0000 | Material | 0 | 0.0000
562868 | A-703-2BHK Internal Electrical work | No. | 1.0000 | 1.0000 | 26452 | 8 Module GI Concealed Box | No. | 4.0000 | 215.0000 | 158.001.001.005.004.003.001.006.003.002. | 215.0000 | Material | 0 | 0.0000
562868 | A-703-2BHK Internal Electrical work | No. | 1.0000 | 1.0000 | 5246 | 8M Hzl Plate (575750) | No. | 4.0000 | 144.5800 | 158.001.001.005.004.003.001.006.003.002. | 0.0000 | Material | 0 | 0.0000
571952 | A-703-2BHK Internal Flat DB Work | No. | 1.0000 | 1.0000 | 28289 | 10A Single Pole MCB (IH31P0C010) | No. | 4.0000 | 100.0000 | 158.001.001.005.004.003.001.006.003.003. | 100.0000 | Material | 0 | 0.0000
571952 | A-703-2BHK Internal Flat DB Work | No. | 1.0000 | 1.0000 | 28297 | 20A Single Pole MCB (IH31P0C020) | No. | 8.0000 | 300.0000 | 158.001.001.005.004.003.001.006.003.003. | 300.0000 | Material | 0 | 0.0000
571952 | A-703-2BHK Internal Flat DB Work | No. | 1.0000 | 1.0000 | 28776 | 4 Way TPN DB with tel. compartment IHETPNYV004 | No. | 1.0000 | 118.0000 | 158.001.001.005.004.003.001.006.003.003. | 100.0000 | Material | 45 | 18.0000 | C+S GST 18% I/P RD
571952 | A-703-2BHK Internal Flat DB Work | No. | 1.0000 | 1.0000 | 28545 | 40 AMP RCCB 4 Pole 30ma IH3R440030 | No. | 1.0000 | 118.0000 | 158.001.001.005.004.003.001.006.003.003. | 100.0000 | Material | 45 | 18.0000 | C+S GST 18% I/P RD
610538 | A-703-2BHK Int. Flat Switch Socket Material | No. | 1.0000 | 1.0000 | 5238 | 16A 1way switch w indi.(572063 | No. | 8.0000 | 127.5800 | 158.001.001.005.004.003.001.006.003.004. | 0.0000 | Material | 0 | 0.0000
610538 | A-703-2BHK Int. Flat Switch Socket Material | No. | 1.0000 | 1.0000 | 8655 | 16A socket (573471) | No. | 10.0000 | 254.0000 | 158.001.001.005.004.003.001.006.003.004. | 254.0000 | Material | 0 | 0.0000
610538 | A-703-2BHK Int. Flat Switch Socket Material | No. | 1.0000 | 1.0000 | 793 | 6 A Bell Push (573413) | No. | 1.0000 | 22.0500 | 158.001.001.005.004.003.001.006.003.004. | 0.0000 | Material | 0 | 0.0000
610538 | A-703-2BHK Int. Flat Switch Socket Material | No. | 1.0000 | 1.0000 | 7294 | 6A 2 Way Switch (573402) | No. | 4.0000 | 130.0000 | 158.001.001.005.004.003.001.006.003.004. | 0.0000 | Material | 0 | 0.0000
610538 | A-703-2BHK Int. Flat Switch Socket Material | No. | 1.0000 | 1.0000 | 28162 | 6A 3Pin Socket (573424) | No. | 25.0000 | 290.0000 | 158.001.001.005.004.003.001.006.003.004. | 290.0000 | Material | 0 | 0.0000
610538 | A-703-2BHK Int. Flat Switch Socket Material | No. | 1.0000 | 1.0000 | 5240 | 6A One way Switch (573400) | No. | 51.0000 | 72.7600 | 158.001.001.005.004.003.001.006.003.004. | 0.0000 | Material | 0 | 0.0000
610538 | A-703-2BHK Int. Flat Switch Socket Material | No. | 1.0000 | 1.0000 | 2556 | Angle Holder | No. | 5.0000 | 28.0000 | 158.001.001.005.004.003.001.006.003.004. | 0.0000 | Material | 0 | 0.0000
610538 | A-703-2BHK Int. Flat Switch Socket Material | No. | 1.0000 | 1.0000 | 5244 | Blank Plate 1m (573449) | No. | 9.0000 | 19.8400 | 158.001.001.005.004.003.001.006.003.004. | 0.0000 | Material | 0 | 0.0000
610538 | A-703-2BHK Int. Flat Switch Socket Material | No. | 1.0000 | 1.0000 | 1714 | Connector | No. | 4.0000 | 9.0000 | 158.001.001.005.004.003.001.006.003.004. | 0.0000 | Material | 0 | 0.0000
610538 | A-703-2BHK Int. Flat Switch Socket Material | No. | 1.0000 | 1.0000 | 6758 | Fan Step Reg (573469) | No. | 6.0000 | 432.3400 | 158.001.001.005.004.003.001.006.003.004. | 0.0000 | Material | 0 | 0.0000
610538 | A-703-2BHK Int. Flat Switch Socket Material | No. | 1.0000 | 1.0000 | 3287 | Round Plate 4" - No. | No. | 38.0000 | 9.0000 | 158.001.001.005.004.003.001.006.003.004. | 0.0000 | Material | 0 | 0.0000
610538 | A-703-2BHK Int. Flat Switch Socket Material | No. | 1.0000 | 1.0000 | 9555 | Round Plate 6" | No. | 6.0000 | 6.0000 | 158.001.001.005.004.003.001.006.003.004. | 0.0000 | Material | 0 | 0.0000
610538 | A-703-2BHK Int. Flat Switch Socket Material | No. | 1.0000 | 1.0000 | 6757 | T.V. Socket (573425) | No. | 3.0000 | 83.1600 | 158.001.001.005.004.003.001.006.003.004. | 0.0000 | Material | 0 | 0.0000
610538 | A-703-2BHK Int. Flat Switch Socket Material | No. | 1.0000 | 1.0000 | 5242 | Tel. Socket 1mod (573426) | No. | 1.0000 | 79.3800 | 158.001.001.005.004.003.001.006.003.004. | 0.0000 | Material | 0 | 0.0000
671569 | A-703-2BHK Internal Flat Wiring. | No. | 1.0000 | 1.0000 | 23458 | 2 Pair telephone cable | Mtrs | 0.0000 | 50.0000 | 158.001.001.005.004.003.001.006.003.005. | 50.0000 | Material | 0 | 0.0000
671569 | A-703-2BHK Internal Flat Wiring. | No. | 1.0000 | 1.0000 | 12468 | PVC Copper Wire 1.5 Sqmm black | Mtrs | 123.7750 | 8.8600 | 158.001.001.005.004.003.001.006.003.005. | 8.8600 | Material | 0 | 0.0000
671569 | A-703-2BHK Internal Flat Wiring. | No. | 1.0000 | 1.0000 | 12530 | PVC Copper Wire 1.5 Sqmm blue | Mtrs | 105.7500 | 8.8600 | 158.001.001.005.004.003.001.006.003.005. | 8.8600 | Material | 0 | 0.0000
671569 | A-703-2BHK Internal Flat Wiring. | No. | 1.0000 | 1.0000 | 12469 | PVC Copper Wire 1.5 Sqmm green | Mtrs | 78.9800 | 8.8700 | 158.001.001.005.004.003.001.006.003.005. | 0.0000 | Material | 0 | 0.0000
671569 | A-703-2BHK Internal Flat Wiring. | No. | 1.0000 | 1.0000 | 26439 | PVC Copper Wire 1.5 Sqmm Grey | Mtrs | 0.0000 | 100.0000 | 158.001.001.005.004.003.001.006.003.005. | 100.0000 | Material | 0 | 0.0000
671569 | A-703-2BHK Internal Flat Wiring. | No. | 1.0000 | 1.0000 | 12466 | PVC Copper Wire 1.5 Sqmm red | Mtrs | 35.5000 | 8.8700 | 158.001.001.005.004.003.001.006.003.005. | 8.8700 | Material | 0 | 0.0000
671569 | A-703-2BHK Internal Flat Wiring. | No. | 1.0000 | 1.0000 | 12529 | PVC Copper Wire 1.5 Sqmm yellow | Mtrs | 151.3250 | 10.0000 | 158.001.001.005.004.003.001.006.003.005. | 10.0000 | Material | 0 | 0.0000
671569 | A-703-2BHK Internal Flat Wiring. | No. | 1.0000 | 1.0000 | 12471 | PVC Copper Wire 2.5 Sqmm black | Mtrs | 110.7250 | 14.2800 | 158.001.001.005.004.003.001.006.003.005. | 14.2800 | Material | 0 | 0.0000
671569 | A-703-2BHK Internal Flat Wiring. | No. | 1.0000 | 1.0000 | 12527 | PVC Copper Wire 2.5 Sqmm blue | Mtrs | 0 | 14.2800 | 158.001.001.005.004.003.001.006.003.005. | 0.0000 | Material | 0 | 0.0000
671569 | A-703-2BHK Internal Flat Wiring. | No. | 1.0000 | 1.0000 | 12472 | PVC Copper Wire 2.5 Sqmm green | Mtrs | 65.9800 | 14.2800 | 158.001.001.005.004.003.001.006.003.005. | 0.0000 | Material | 0 | 0.0000
671569 | A-703-2BHK Internal Flat Wiring. | No. | 1.0000 | 1.0000 | 12470 | PVC Copper Wire 2.5 Sqmm red | Mtrs | 75.2500 | 14.2800 | 158.001.001.005.004.003.001.006.003.005. | 0.0000 | Material | 0 | 0.0000
671569 | A-703-2BHK Internal Flat Wiring. | No. | 1.0000 | 1.0000 | 12528 | PVC Copper Wire 2.5 Sqmm yellow | Mtrs | 0.0000 | 14.2800 | 158.001.001.005.004.003.001.006.003.005. | 14.2800 | Material | 0 | 0.0000
671569 | A-703-2BHK Internal Flat Wiring. | No. | 1.0000 | 1.0000 | 12475 | PVC Copper Wire 4 Sqmm black | Mtrs | 115.8500 | 21.1200 | 158.001.001.005.004.003.001.006.003.005. | 0.0000 | Material | 0 | 0.0000
671569 | A-703-2BHK Internal Flat Wiring. | No. | 1.0000 | 1.0000 | 13068 | PVC Copper Wire 4 Sqmm blue | Mtrs | 77.5000 | 10.0000 | 158.001.001.005.004.003.001.006.003.005. | 0.0000 | Material | 0 | 0.0000
671569 | A-703-2BHK Internal Flat Wiring. | No. | 1.0000 | 1.0000 | 12474 | PVC Copper Wire 4 Sqmm red | Mtrs | 0.0000 | 21.1200 | 158.001.001.005.004.003.001.006.003.005. | 0.0000 | Material | 0 | 0.0000
671569 | A-703-2BHK Internal Flat Wiring. | No. | 1.0000 | 1.0000 | 13067 | PVC Copper Wire 4 Sqmm yellow | Mtrs | 81.9250 | 10.0000 | 158.001.001.005.004.003.001.006.003.005. | 0.0000 | Material | 0 | 0.0000
671569 | A-703-2BHK Internal Flat Wiring. | No. | 1.0000 | 1.0000 | 1010 | RG-6 Co-Axial Cable | Mtrs | 0.0000 | 14.3900 | 158.001.001.005.004.003.001.006.003.005. | 0.0000 | Material | 0 | 0.0000
560860 | A-704-2BHK Wall Conduting Material | No. | 1.0000 | 1.0000 | 8482 | Flexible Pipe 3/4" | Mtrs | 3.0000 | 5.2500 | 158.001.001.005.004.003.001.006.004.001. | 0.0000 | Material | 0 | 0.0000
560860 | A-704-2BHK Wall Conduting Material | No. | 1.0000 | 1.0000 | 501 | Nails 3" | Kgs | 0.5000 | 63.0000 | 158.001.001.005.004.003.001.006.004.001. | 0.0000 | Material | 0 | 0.0000
560860 | A-704-2BHK Wall Conduting Material | No. | 1.0000 | 1.0000 | 3246 | PVC 1 way Junction Box 1" | No. | 4.0000 | 18.2000 | 158.001.001.005.004.003.001.006.004.001. | 0.0000 | Material | 0 | 0.0000
560860 | A-704-2BHK Wall Conduting Material | No. | 1.0000 | 1.0000 | 838 | PVC Conduit Bend 1" | No. | 13.0000 | 6.3500 | 158.001.001.005.004.003.001.006.004.001. | 6.3500 | Material | 0 | 0.0000
560860 | A-704-2BHK Wall Conduting Material | No. | 1.0000 | 1.0000 | 837 | PVC Conduit Pipe 1" mtrs | Mtrs | 90.0000 | 18.6000 | 158.001.001.005.004.003.001.006.004.001. | 18.6000 | Material | 0 | 0.0000
562869 | A-704-2BHK Internal Electrical work | No. | 1.0000 | 1.0000 | 26454 | 12 Module GI Concealed Box | No. | 2.0000 | 255.0000 | 158.001.001.005.004.003.001.006.004.002. | 255.0000 | Material | 0 | 0.0000
562869 | A-704-2BHK Internal Electrical work | No. | 1.0000 | 1.0000 | 5245 | 12M Plate (575770) | No. | 2.0000 | 225.8600 | 158.001.001.005.004.003.001.006.004.002. | 0.0000 | Material | 0 | 0.0000
562869 | A-704-2BHK Internal Electrical work | No. | 1.0000 | 1.0000 | 26448 | 2 Module GI Concealed Box | No. | 9.0000 | 75.0000 | 158.001.001.005.004.003.001.006.004.002. | 75.0000 | Material | 0 | 0.0000
562869 | A-704-2BHK Internal Electrical work | No. | 1.0000 | 1.0000 | 5250 | 2M Plate (575710) | No. | 9.0000 | 60.4800 | 158.001.001.005.004.003.001.006.004.002. | 0.0000 | Material | 0 | 0.0000
562869 | A-704-2BHK Internal Electrical work | No. | 1.0000 | 1.0000 | 26449 | 3 Module GI Concealed Box | No. | 11.0000 | 105.0000 | 158.001.001.005.004.003.001.006.004.002. | 105.0000 | Material | 0 | 0.0000
562869 | A-704-2BHK Internal Electrical work | No. | 1.0000 | 1.0000 | 5249 | 3M Plate (575720) | No. | 11.0000 | 68.9800 | 158.001.001.005.004.003.001.006.004.002. | 0.0000 | Material | 0 | 0.0000
562869 | A-704-2BHK Internal Electrical work | No. | 1.0000 | 1.0000 | 26450 | 4 Module GI Concealed Box | No. | 3.0000 | 130.0000 | 158.001.001.005.004.003.001.006.004.002. | 130.0000 | Material | 0 | 0.0000
562869 | A-704-2BHK Internal Electrical work | No. | 1.0000 | 1.0000 | 5248 | 4M Plate (575730) | No. | 3.0000 | 72.7600 | 158.001.001.005.004.003.001.006.004.002. | 0.0000 | Material | 0 | 0.0000
562869 | A-704-2BHK Internal Electrical work | No. | 1.0000 | 1.0000 | 26451 | 6 Module GI Concealed Box | No. | 7.0000 | 160.0000 | 158.001.001.005.004.003.001.006.004.002. | 160.0000 | Material | 0 | 0.0000
562869 | A-704-2BHK Internal Electrical work | No. | 1.0000 | 1.0000 | 5247 | 6M Plate (575740) | No. | 7.0000 | 131.3500 | 158.001.001.005.004.003.001.006.004.002. | 0.0000 | Material | 0 | 0.0000
562869 | A-704-2BHK Internal Electrical work | No. | 1.0000 | 1.0000 | 26452 | 8 Module GI Concealed Box | No. | 4.0000 | 215.0000 | 158.001.001.005.004.003.001.006.004.002. | 215.0000 | Material | 0 | 0.0000
562869 | A-704-2BHK Internal Electrical work | No. | 1.0000 | 1.0000 | 5246 | 8M Hzl Plate (575750) | No. | 4.0000 | 144.5800 | 158.001.001.005.004.003.001.006.004.002. | 0.0000 | Material | 0 | 0.0000
571953 | A-704-2BHK Internal Flat DB Work | No. | 1.0000 | 1.0000 | 28289 | 10A Single Pole MCB (IH31P0C010) | No. | 4.0000 | 100.0000 | 158.001.001.005.004.003.001.006.004.003. | 100.0000 | Material | 0 | 0.0000
571953 | A-704-2BHK Internal Flat DB Work | No. | 1.0000 | 1.0000 | 28297 | 20A Single Pole MCB (IH31P0C020) | No. | 8.0000 | 300.0000 | 158.001.001.005.004.003.001.006.004.003. | 300.0000 | Material | 0 | 0.0000
571953 | A-704-2BHK Internal Flat DB Work | No. | 1.0000 | 1.0000 | 28776 | 4 Way TPN DB with tel. compartment IHETPNYV004 | No. | 1.0000 | 118.0000 | 158.001.001.005.004.003.001.006.004.003. | 100.0000 | Material | 45 | 18.0000 | C+S GST 18% I/P RD
571953 | A-704-2BHK Internal Flat DB Work | No. | 1.0000 | 1.0000 | 28545 | 40 AMP RCCB 4 Pole 30ma IH3R440030 | No. | 1.0000 | 118.0000 | 158.001.001.005.004.003.001.006.004.003. | 100.0000 | Material | 45 | 18.0000 | C+S GST 18% I/P RD
610539 | A-704-2BHK Int. Flat Switch Socket Material | No. | 1.0000 | 1.0000 | 5238 | 16A 1way switch w indi.(572063 | No. | 8.0000 | 127.5800 | 158.001.001.005.004.003.001.006.004.004. | 0.0000 | Material | 0 | 0.0000
610539 | A-704-2BHK Int. Flat Switch Socket Material | No. | 1.0000 | 1.0000 | 8655 | 16A socket (573471) | No. | 10.0000 | 254.0000 | 158.001.001.005.004.003.001.006.004.004. | 254.0000 | Material | 0 | 0.0000
610539 | A-704-2BHK Int. Flat Switch Socket Material | No. | 1.0000 | 1.0000 | 793 | 6 A Bell Push (573413) | No. | 1.0000 | 22.0500 | 158.001.001.005.004.003.001.006.004.004. | 0.0000 | Material | 0 | 0.0000
610539 | A-704-2BHK Int. Flat Switch Socket Material | No. | 1.0000 | 1.0000 | 7294 | 6A 2 Way Switch (573402) | No. | 4.0000 | 130.0000 | 158.001.001.005.004.003.001.006.004.004. | 0.0000 | Material | 0 | 0.0000
610539 | A-704-2BHK Int. Flat Switch Socket Material | No. | 1.0000 | 1.0000 | 28162 | 6A 3Pin Socket (573424) | No. | 25.0000 | 290.0000 | 158.001.001.005.004.003.001.006.004.004. | 290.0000 | Material | 0 | 0.0000
610539 | A-704-2BHK Int. Flat Switch Socket Material | No. | 1.0000 | 1.0000 | 5240 | 6A One way Switch (573400) | No. | 51.0000 | 72.7600 | 158.001.001.005.004.003.001.006.004.004. | 0.0000 | Material | 0 | 0.0000
610539 | A-704-2BHK Int. Flat Switch Socket Material | No. | 1.0000 | 1.0000 | 2556 | Angle Holder | No. | 5.0000 | 28.0000 | 158.001.001.005.004.003.001.006.004.004. | 0.0000 | Material | 0 | 0.0000
610539 | A-704-2BHK Int. Flat Switch Socket Material | No. | 1.0000 | 1.0000 | 5244 | Blank Plate 1m (573449) | No. | 9.0000 | 19.8400 | 158.001.001.005.004.003.001.006.004.004. | 0.0000 | Material | 0 | 0.0000
610539 | A-704-2BHK Int. Flat Switch Socket Material | No. | 1.0000 | 1.0000 | 1714 | Connector | No. | 4.0000 | 9.0000 | 158.001.001.005.004.003.001.006.004.004. | 0.0000 | Material | 0 | 0.0000
610539 | A-704-2BHK Int. Flat Switch Socket Material | No. | 1.0000 | 1.0000 | 6758 | Fan Step Reg (573469) | No. | 6.0000 | 432.3400 | 158.001.001.005.004.003.001.006.004.004. | 0.0000 | Material | 0 | 0.0000
610539 | A-704-2BHK Int. Flat Switch Socket Material | No. | 1.0000 | 1.0000 | 3287 | Round Plate 4" - No. | No. | 38.0000 | 9.0000 | 158.001.001.005.004.003.001.006.004.004. | 0.0000 | Material | 0 | 0.0000
610539 | A-704-2BHK Int. Flat Switch Socket Material | No. | 1.0000 | 1.0000 | 9555 | Round Plate 6" | No. | 6.0000 | 6.0000 | 158.001.001.005.004.003.001.006.004.004. | 0.0000 | Material | 0 | 0.0000
610539 | A-704-2BHK Int. Flat Switch Socket Material | No. | 1.0000 | 1.0000 | 6757 | T.V. Socket (573425) | No. | 3.0000 | 83.1600 | 158.001.001.005.004.003.001.006.004.004. | 0.0000 | Material | 0 | 0.0000
610539 | A-704-2BHK Int. Flat Switch Socket Material | No. | 1.0000 | 1.0000 | 5242 | Tel. Socket 1mod (573426) | No. | 1.0000 | 79.3800 | 158.001.001.005.004.003.001.006.004.004. | 0.0000 | Material | 0 | 0.0000
671571 | A-704-2BHK Internal Flat Wiring. | No. | 1.0000 | 1.0000 | 23458 | 2 Pair telephone cable | Mtrs | 0.0000 | 50.0000 | 158.001.001.005.004.003.001.006.004.005. | 50.0000 | Material | 0 | 0.0000
671571 | A-704-2BHK Internal Flat Wiring. | No. | 1.0000 | 1.0000 | 12468 | PVC Copper Wire 1.5 Sqmm black | Mtrs | 123.7750 | 8.8600 | 158.001.001.005.004.003.001.006.004.005. | 8.8600 | Material | 0 | 0.0000
671571 | A-704-2BHK Internal Flat Wiring. | No. | 1.0000 | 1.0000 | 12530 | PVC Copper Wire 1.5 Sqmm blue | Mtrs | 105.7500 | 8.8600 | 158.001.001.005.004.003.001.006.004.005. | 8.8600 | Material | 0 | 0.0000
671571 | A-704-2BHK Internal Flat Wiring. | No. | 1.0000 | 1.0000 | 12469 | PVC Copper Wire 1.5 Sqmm green | Mtrs | 78.9800 | 8.8700 | 158.001.001.005.004.003.001.006.004.005. | 0.0000 | Material | 0 | 0.0000
671571 | A-704-2BHK Internal Flat Wiring. | No. | 1.0000 | 1.0000 | 26439 | PVC Copper Wire 1.5 Sqmm Grey | Mtrs | 0.0000 | 100.0000 | 158.001.001.005.004.003.001.006.004.005. | 100.0000 | Material | 0 | 0.0000
671571 | A-704-2BHK Internal Flat Wiring. | No. | 1.0000 | 1.0000 | 12466 | PVC Copper Wire 1.5 Sqmm red | Mtrs | 35.5000 | 8.8700 | 158.001.001.005.004.003.001.006.004.005. | 8.8700 | Material | 0 | 0.0000
671571 | A-704-2BHK Internal Flat Wiring. | No. | 1.0000 | 1.0000 | 12529 | PVC Copper Wire 1.5 Sqmm yellow | Mtrs | 151.3250 | 10.0000 | 158.001.001.005.004.003.001.006.004.005. | 10.0000 | Material | 0 | 0.0000
671571 | A-704-2BHK Internal Flat Wiring. | No. | 1.0000 | 1.0000 | 12471 | PVC Copper Wire 2.5 Sqmm black | Mtrs | 110.7250 | 14.2800 | 158.001.001.005.004.003.001.006.004.005. | 14.2800 | Material | 0 | 0.0000
671571 | A-704-2BHK Internal Flat Wiring. | No. | 1.0000 | 1.0000 | 12527 | PVC Copper Wire 2.5 Sqmm blue | Mtrs | 0 | 14.2800 | 158.001.001.005.004.003.001.006.004.005. | 0.0000 | Material | 0 | 0.0000
671571 | A-704-2BHK Internal Flat Wiring. | No. | 1.0000 | 1.0000 | 12472 | PVC Copper Wire 2.5 Sqmm green | Mtrs | 65.9800 | 14.2800 | 158.001.001.005.004.003.001.006.004.005. | 0.0000 | Material | 0 | 0.0000
671571 | A-704-2BHK Internal Flat Wiring. | No. | 1.0000 | 1.0000 | 12470 | PVC Copper Wire 2.5 Sqmm red | Mtrs | 75.2500 | 14.2800 | 158.001.001.005.004.003.001.006.004.005. | 0.0000 | Material | 0 | 0.0000
671571 | A-704-2BHK Internal Flat Wiring. | No. | 1.0000 | 1.0000 | 12528 | PVC Copper Wire 2.5 Sqmm yellow | Mtrs | 0.0000 | 14.2800 | 158.001.001.005.004.003.001.006.004.005. | 14.2800 | Material | 0 | 0.0000
671571 | A-704-2BHK Internal Flat Wiring. | No. | 1.0000 | 1.0000 | 12475 | PVC Copper Wire 4 Sqmm black | Mtrs | 115.8500 | 21.1200 | 158.001.001.005.004.003.001.006.004.005. | 0.0000 | Material | 0 | 0.0000
671571 | A-704-2BHK Internal Flat Wiring. | No. | 1.0000 | 1.0000 | 13068 | PVC Copper Wire 4 Sqmm blue | Mtrs | 77.5000 | 10.0000 | 158.001.001.005.004.003.001.006.004.005. | 0.0000 | Material | 0 | 0.0000
671571 | A-704-2BHK Internal Flat Wiring. | No. | 1.0000 | 1.0000 | 12474 | PVC Copper Wire 4 Sqmm red | Mtrs | 0.0000 | 21.1200 | 158.001.001.005.004.003.001.006.004.005. | 0.0000 | Material | 0 | 0.0000
671571 | A-704-2BHK Internal Flat Wiring. | No. | 1.0000 | 1.0000 | 13067 | PVC Copper Wire 4 Sqmm yellow | Mtrs | 81.9250 | 10.0000 | 158.001.001.005.004.003.001.006.004.005. | 0.0000 | Material | 0 | 0.0000
671571 | A-704-2BHK Internal Flat Wiring. | No. | 1.0000 | 1.0000 | 1010 | RG-6 Co-Axial Cable | Mtrs | 0.0000 | 14.3900 | 158.001.001.005.004.003.001.006.004.005. | 0.0000 | Material | 0 | 0.0000
560861 | A-705-2BHK Wall Conduting Material | No. | 1.0000 | 1.0000 | 8482 | Flexible Pipe 3/4" | Mtrs | 3.0000 | 5.2500 | 158.001.001.005.004.003.001.006.005.001. | 0.0000 | Material | 0 | 0.0000
560861 | A-705-2BHK Wall Conduting Material | No. | 1.0000 | 1.0000 | 501 | Nails 3" | Kgs | 0.5000 | 63.0000 | 158.001.001.005.004.003.001.006.005.001. | 0.0000 | Material | 0 | 0.0000
560861 | A-705-2BHK Wall Conduting Material | No. | 1.0000 | 1.0000 | 3246 | PVC 1 way Junction Box 1" | No. | 4.0000 | 18.2000 | 158.001.001.005.004.003.001.006.005.001. | 0.0000 | Material | 0 | 0.0000
560861 | A-705-2BHK Wall Conduting Material | No. | 1.0000 | 1.0000 | 838 | PVC Conduit Bend 1" | No. | 13.0000 | 6.3500 | 158.001.001.005.004.003.001.006.005.001. | 6.3500 | Material | 0 | 0.0000
560861 | A-705-2BHK Wall Conduting Material | No. | 1.0000 | 1.0000 | 837 | PVC Conduit Pipe 1" mtrs | Mtrs | 90.0000 | 18.6000 | 158.001.001.005.004.003.001.006.005.001. | 18.6000 | Material | 0 | 0.0000
562870 | A-705-2BHK Internal Electrical work | No. | 1.0000 | 1.0000 | 26454 | 12 Module GI Concealed Box | No. | 2.0000 | 255.0000 | 158.001.001.005.004.003.001.006.005.002. | 255.0000 | Material | 0 | 0.0000
562870 | A-705-2BHK Internal Electrical work | No. | 1.0000 | 1.0000 | 5245 | 12M Plate (575770) | No. | 2.0000 | 225.8600 | 158.001.001.005.004.003.001.006.005.002. | 0.0000 | Material | 0 | 0.0000
562870 | A-705-2BHK Internal Electrical work | No. | 1.0000 | 1.0000 | 26448 | 2 Module GI Concealed Box | No. | 9.0000 | 75.0000 | 158.001.001.005.004.003.001.006.005.002. | 75.0000 | Material | 0 | 0.0000
562870 | A-705-2BHK Internal Electrical work | No. | 1.0000 | 1.0000 | 5250 | 2M Plate (575710) | No. | 9.0000 | 60.4800 | 158.001.001.005.004.003.001.006.005.002. | 0.0000 | Material | 0 | 0.0000
562870 | A-705-2BHK Internal Electrical work | No. | 1.0000 | 1.0000 | 26449 | 3 Module GI Concealed Box | No. | 11.0000 | 105.0000 | 158.001.001.005.004.003.001.006.005.002. | 105.0000 | Material | 0 | 0.0000
562870 | A-705-2BHK Internal Electrical work | No. | 1.0000 | 1.0000 | 5249 | 3M Plate (575720) | No. | 11.0000 | 68.9800 | 158.001.001.005.004.003.001.006.005.002. | 0.0000 | Material | 0 | 0.0000
562870 | A-705-2BHK Internal Electrical work | No. | 1.0000 | 1.0000 | 26450 | 4 Module GI Concealed Box | No. | 3.0000 | 130.0000 | 158.001.001.005.004.003.001.006.005.002. | 130.0000 | Material | 0 | 0.0000
562870 | A-705-2BHK Internal Electrical work | No. | 1.0000 | 1.0000 | 5248 | 4M Plate (575730) | No. | 3.0000 | 72.7600 | 158.001.001.005.004.003.001.006.005.002. | 0.0000 | Material | 0 | 0.0000
562870 | A-705-2BHK Internal Electrical work | No. | 1.0000 | 1.0000 | 26451 | 6 Module GI Concealed Box | No. | 7.0000 | 160.0000 | 158.001.001.005.004.003.001.006.005.002. | 160.0000 | Material | 0 | 0.0000
562870 | A-705-2BHK Internal Electrical work | No. | 1.0000 | 1.0000 | 5247 | 6M Plate (575740) | No. | 7.0000 | 131.3500 | 158.001.001.005.004.003.001.006.005.002. | 0.0000 | Material | 0 | 0.0000
562870 | A-705-2BHK Internal Electrical work | No. | 1.0000 | 1.0000 | 26452 | 8 Module GI Concealed Box | No. | 4.0000 | 215.0000 | 158.001.001.005.004.003.001.006.005.002. | 215.0000 | Material | 0 | 0.0000
562870 | A-705-2BHK Internal Electrical work | No. | 1.0000 | 1.0000 | 5246 | 8M Hzl Plate (575750) | No. | 4.0000 | 144.5800 | 158.001.001.005.004.003.001.006.005.002. | 0.0000 | Material | 0 | 0.0000
571954 | A-705-2BHK Internal Flat DB Work | No. | 1.0000 | 1.0000 | 28289 | 10A Single Pole MCB (IH31P0C010) | No. | 4.0000 | 100.0000 | 158.001.001.005.004.003.001.006.005.003. | 100.0000 | Material | 0 | 0.0000
571954 | A-705-2BHK Internal Flat DB Work | No. | 1.0000 | 1.0000 | 28297 | 20A Single Pole MCB (IH31P0C020) | No. | 8.0000 | 300.0000 | 158.001.001.005.004.003.001.006.005.003. | 300.0000 | Material | 0 | 0.0000
571954 | A-705-2BHK Internal Flat DB Work | No. | 1.0000 | 1.0000 | 28776 | 4 Way TPN DB with tel. compartment IHETPNYV004 | No. | 1.0000 | 118.0000 | 158.001.001.005.004.003.001.006.005.003. | 100.0000 | Material | 45 | 18.0000 | C+S GST 18% I/P RD
571954 | A-705-2BHK Internal Flat DB Work | No. | 1.0000 | 1.0000 | 28545 | 40 AMP RCCB 4 Pole 30ma IH3R440030 | No. | 1.0000 | 118.0000 | 158.001.001.005.004.003.001.006.005.003. | 100.0000 | Material | 45 | 18.0000 | C+S GST 18% I/P RD
610540 | A-705-2BHK Int. Flat Switch Socket Material | No. | 1.0000 | 1.0000 | 5238 | 16A 1way switch w indi.(572063 | No. | 8.0000 | 127.5800 | 158.001.001.005.004.003.001.006.005.004. | 0.0000 | Material | 0 | 0.0000
610540 | A-705-2BHK Int. Flat Switch Socket Material | No. | 1.0000 | 1.0000 | 8655 | 16A socket (573471) | No. | 10.0000 | 254.0000 | 158.001.001.005.004.003.001.006.005.004. | 254.0000 | Material | 0 | 0.0000
610540 | A-705-2BHK Int. Flat Switch Socket Material | No. | 1.0000 | 1.0000 | 793 | 6 A Bell Push (573413) | No. | 1.0000 | 22.0500 | 158.001.001.005.004.003.001.006.005.004. | 0.0000 | Material | 0 | 0.0000
610540 | A-705-2BHK Int. Flat Switch Socket Material | No. | 1.0000 | 1.0000 | 7294 | 6A 2 Way Switch (573402) | No. | 4.0000 | 130.0000 | 158.001.001.005.004.003.001.006.005.004. | 0.0000 | Material | 0 | 0.0000
610540 | A-705-2BHK Int. Flat Switch Socket Material | No. | 1.0000 | 1.0000 | 28162 | 6A 3Pin Socket (573424) | No. | 25.0000 | 290.0000 | 158.001.001.005.004.003.001.006.005.004. | 290.0000 | Material | 0 | 0.0000
610540 | A-705-2BHK Int. Flat Switch Socket Material | No. | 1.0000 | 1.0000 | 5240 | 6A One way Switch (573400) | No. | 51.0000 | 72.7600 | 158.001.001.005.004.003.001.006.005.004. | 0.0000 | Material | 0 | 0.0000
610540 | A-705-2BHK Int. Flat Switch Socket Material | No. | 1.0000 | 1.0000 | 2556 | Angle Holder | No. | 5.0000 | 28.0000 | 158.001.001.005.004.003.001.006.005.004. | 0.0000 | Material | 0 | 0.0000
610540 | A-705-2BHK Int. Flat Switch Socket Material | No. | 1.0000 | 1.0000 | 5244 | Blank Plate 1m (573449) | No. | 9.0000 | 19.8400 | 158.001.001.005.004.003.001.006.005.004. | 0.0000 | Material | 0 | 0.0000
610540 | A-705-2BHK Int. Flat Switch Socket Material | No. | 1.0000 | 1.0000 | 1714 | Connector | No. | 4.0000 | 9.0000 | 158.001.001.005.004.003.001.006.005.004. | 0.0000 | Material | 0 | 0.0000
610540 | A-705-2BHK Int. Flat Switch Socket Material | No. | 1.0000 | 1.0000 | 6758 | Fan Step Reg (573469) | No. | 6.0000 | 432.3400 | 158.001.001.005.004.003.001.006.005.004. | 0.0000 | Material | 0 | 0.0000
610540 | A-705-2BHK Int. Flat Switch Socket Material | No. | 1.0000 | 1.0000 | 3287 | Round Plate 4" - No. | No. | 38.0000 | 9.0000 | 158.001.001.005.004.003.001.006.005.004. | 0.0000 | Material | 0 | 0.0000
610540 | A-705-2BHK Int. Flat Switch Socket Material | No. | 1.0000 | 1.0000 | 9555 | Round Plate 6" | No. | 6.0000 | 6.0000 | 158.001.001.005.004.003.001.006.005.004. | 0.0000 | Material | 0 | 0.0000
610540 | A-705-2BHK Int. Flat Switch Socket Material | No. | 1.0000 | 1.0000 | 6757 | T.V. Socket (573425) | No. | 3.0000 | 83.1600 | 158.001.001.005.004.003.001.006.005.004. | 0.0000 | Material | 0 | 0.0000
610540 | A-705-2BHK Int. Flat Switch Socket Material | No. | 1.0000 | 1.0000 | 5242 | Tel. Socket 1mod (573426) | No. | 1.0000 | 79.3800 | 158.001.001.005.004.003.001.006.005.004. | 0.0000 | Material | 0 | 0.0000
671572 | A-705-2BHK Internal Flat Wiring. | No. | 1.0000 | 1.0000 | 23458 | 2 Pair telephone cable | Mtrs | 0.0000 | 50.0000 | 158.001.001.005.004.003.001.006.005.005. | 50.0000 | Material | 0 | 0.0000
671572 | A-705-2BHK Internal Flat Wiring. | No. | 1.0000 | 1.0000 | 12468 | PVC Copper Wire 1.5 Sqmm black | Mtrs | 123.7750 | 8.8600 | 158.001.001.005.004.003.001.006.005.005. | 8.8600 | Material | 0 | 0.0000
671572 | A-705-2BHK Internal Flat Wiring. | No. | 1.0000 | 1.0000 | 12530 | PVC Copper Wire 1.5 Sqmm blue | Mtrs | 105.7500 | 8.8600 | 158.001.001.005.004.003.001.006.005.005. | 8.8600 | Material | 0 | 0.0000
671572 | A-705-2BHK Internal Flat Wiring. | No. | 1.0000 | 1.0000 | 12469 | PVC Copper Wire 1.5 Sqmm green | Mtrs | 78.9800 | 8.8700 | 158.001.001.005.004.003.001.006.005.005. | 0.0000 | Material | 0 | 0.0000
671572 | A-705-2BHK Internal Flat Wiring. | No. | 1.0000 | 1.0000 | 26439 | PVC Copper Wire 1.5 Sqmm Grey | Mtrs | 0.0000 | 100.0000 | 158.001.001.005.004.003.001.006.005.005. | 100.0000 | Material | 0 | 0.0000
671572 | A-705-2BHK Internal Flat Wiring. | No. | 1.0000 | 1.0000 | 12466 | PVC Copper Wire 1.5 Sqmm red | Mtrs | 35.5000 | 8.8700 | 158.001.001.005.004.003.001.006.005.005. | 8.8700 | Material | 0 | 0.0000
671572 | A-705-2BHK Internal Flat Wiring. | No. | 1.0000 | 1.0000 | 12529 | PVC Copper Wire 1.5 Sqmm yellow | Mtrs | 151.3250 | 10.0000 | 158.001.001.005.004.003.001.006.005.005. | 10.0000 | Material | 0 | 0.0000
671572 | A-705-2BHK Internal Flat Wiring. | No. | 1.0000 | 1.0000 | 12471 | PVC Copper Wire 2.5 Sqmm black | Mtrs | 110.7250 | 14.2800 | 158.001.001.005.004.003.001.006.005.005. | 14.2800 | Material | 0 | 0.0000
671572 | A-705-2BHK Internal Flat Wiring. | No. | 1.0000 | 1.0000 | 12527 | PVC Copper Wire 2.5 Sqmm blue | Mtrs | 0 | 14.2800 | 158.001.001.005.004.003.001.006.005.005. | 0.0000 | Material | 0 | 0.0000
671572 | A-705-2BHK Internal Flat Wiring. | No. | 1.0000 | 1.0000 | 12472 | PVC Copper Wire 2.5 Sqmm green | Mtrs | 65.9800 | 14.2800 | 158.001.001.005.004.003.001.006.005.005. | 0.0000 | Material | 0 | 0.0000
671572 | A-705-2BHK Internal Flat Wiring. | No. | 1.0000 | 1.0000 | 12470 | PVC Copper Wire 2.5 Sqmm red | Mtrs | 75.2500 | 14.2800 | 158.001.001.005.004.003.001.006.005.005. | 0.0000 | Material | 0 | 0.0000
671572 | A-705-2BHK Internal Flat Wiring. | No. | 1.0000 | 1.0000 | 12528 | PVC Copper Wire 2.5 Sqmm yellow | Mtrs | 0.0000 | 14.2800 | 158.001.001.005.004.003.001.006.005.005. | 14.2800 | Material | 0 | 0.0000
671572 | A-705-2BHK Internal Flat Wiring. | No. | 1.0000 | 1.0000 | 12475 | PVC Copper Wire 4 Sqmm black | Mtrs | 115.8500 | 21.1200 | 158.001.001.005.004.003.001.006.005.005. | 0.0000 | Material | 0 | 0.0000
671572 | A-705-2BHK Internal Flat Wiring. | No. | 1.0000 | 1.0000 | 13068 | PVC Copper Wire 4 Sqmm blue | Mtrs | 77.5000 | 10.0000 | 158.001.001.005.004.003.001.006.005.005. | 0.0000 | Material | 0 | 0.0000
671572 | A-705-2BHK Internal Flat Wiring. | No. | 1.0000 | 1.0000 | 12474 | PVC Copper Wire 4 Sqmm red | Mtrs | 0.0000 | 21.1200 | 158.001.001.005.004.003.001.006.005.005. | 0.0000 | Material | 0 | 0.0000
671572 | A-705-2BHK Internal Flat Wiring. | No. | 1.0000 | 1.0000 | 13067 | PVC Copper Wire 4 Sqmm yellow | Mtrs | 81.9250 | 10.0000 | 158.001.001.005.004.003.001.006.005.005. | 0.0000 | Material | 0 | 0.0000
671572 | A-705-2BHK Internal Flat Wiring. | No. | 1.0000 | 1.0000 | 1010 | RG-6 Co-Axial Cable | Mtrs | 0.0000 | 14.3900 | 158.001.001.005.004.003.001.006.005.005. | 0.0000 | Material | 0 | 0.0000
560862 | A-706-2BHK Wall Conduting Material | No. | 1.0000 | 1.0000 | 8482 | Flexible Pipe 3/4" | Mtrs | 3.0000 | 5.2500 | 158.001.001.005.004.003.001.006.006.001. | 0.0000 | Material | 0 | 0.0000
560862 | A-706-2BHK Wall Conduting Material | No. | 1.0000 | 1.0000 | 501 | Nails 3" | Kgs | 0.5000 | 63.0000 | 158.001.001.005.004.003.001.006.006.001. | 0.0000 | Material | 0 | 0.0000
560862 | A-706-2BHK Wall Conduting Material | No. | 1.0000 | 1.0000 | 3246 | PVC 1 way Junction Box 1" | No. | 4.0000 | 18.2000 | 158.001.001.005.004.003.001.006.006.001. | 0.0000 | Material | 0 | 0.0000
560862 | A-706-2BHK Wall Conduting Material | No. | 1.0000 | 1.0000 | 838 | PVC Conduit Bend 1" | No. | 13.0000 | 6.3500 | 158.001.001.005.004.003.001.006.006.001. | 6.3500 | Material | 0 | 0.0000
560862 | A-706-2BHK Wall Conduting Material | No. | 1.0000 | 1.0000 | 837 | PVC Conduit Pipe 1" mtrs | Mtrs | 90.0000 | 18.6000 | 158.001.001.005.004.003.001.006.006.001. | 18.6000 | Material | 0 | 0.0000
562871 | A-706-2BHK Internal Electrical work | No. | 1.0000 | 1.0000 | 26454 | 12 Module GI Concealed Box | No. | 2.0000 | 255.0000 | 158.001.001.005.004.003.001.006.006.002. | 255.0000 | Material | 0 | 0.0000
562871 | A-706-2BHK Internal Electrical work | No. | 1.0000 | 1.0000 | 5245 | 12M Plate (575770) | No. | 2.0000 | 225.8600 | 158.001.001.005.004.003.001.006.006.002. | 0.0000 | Material | 0 | 0.0000
562871 | A-706-2BHK Internal Electrical work | No. | 1.0000 | 1.0000 | 26448 | 2 Module GI Concealed Box | No. | 9.0000 | 75.0000 | 158.001.001.005.004.003.001.006.006.002. | 75.0000 | Material | 0 | 0.0000
562871 | A-706-2BHK Internal Electrical work | No. | 1.0000 | 1.0000 | 5250 | 2M Plate (575710) | No. | 9.0000 | 60.4800 | 158.001.001.005.004.003.001.006.006.002. | 0.0000 | Material | 0 | 0.0000
562871 | A-706-2BHK Internal Electrical work | No. | 1.0000 | 1.0000 | 26449 | 3 Module GI Concealed Box | No. | 11.0000 | 105.0000 | 158.001.001.005.004.003.001.006.006.002. | 105.0000 | Material | 0 | 0.0000
562871 | A-706-2BHK Internal Electrical work | No. | 1.0000 | 1.0000 | 5249 | 3M Plate (575720) | No. | 11.0000 | 68.9800 | 158.001.001.005.004.003.001.006.006.002. | 0.0000 | Material | 0 | 0.0000
562871 | A-706-2BHK Internal Electrical work | No. | 1.0000 | 1.0000 | 26450 | 4 Module GI Concealed Box | No. | 3.0000 | 130.0000 | 158.001.001.005.004.003.001.006.006.002. | 130.0000 | Material | 0 | 0.0000
562871 | A-706-2BHK Internal Electrical work | No. | 1.0000 | 1.0000 | 5248 | 4M Plate (575730) | No. | 3.0000 | 72.7600 | 158.001.001.005.004.003.001.006.006.002. | 0.0000 | Material | 0 | 0.0000
562871 | A-706-2BHK Internal Electrical work | No. | 1.0000 | 1.0000 | 26451 | 6 Module GI Concealed Box | No. | 7.0000 | 160.0000 | 158.001.001.005.004.003.001.006.006.002. | 160.0000 | Material | 0 | 0.0000
562871 | A-706-2BHK Internal Electrical work | No. | 1.0000 | 1.0000 | 5247 | 6M Plate (575740) | No. | 7.0000 | 131.3500 | 158.001.001.005.004.003.001.006.006.002. | 0.0000 | Material | 0 | 0.0000
562871 | A-706-2BHK Internal Electrical work | No. | 1.0000 | 1.0000 | 26452 | 8 Module GI Concealed Box | No. | 4.0000 | 215.0000 | 158.001.001.005.004.003.001.006.006.002. | 215.0000 | Material | 0 | 0.0000
562871 | A-706-2BHK Internal Electrical work | No. | 1.0000 | 1.0000 | 5246 | 8M Hzl Plate (575750) | No. | 4.0000 | 144.5800 | 158.001.001.005.004.003.001.006.006.002. | 0.0000 | Material | 0 | 0.0000
571955 | A-706-2BHK Internal Flat DB Work | No. | 1.0000 | 1.0000 | 28289 | 10A Single Pole MCB (IH31P0C010) | No. | 4.0000 | 100.0000 | 158.001.001.005.004.003.001.006.006.003. | 100.0000 | Material | 0 | 0.0000
571955 | A-706-2BHK Internal Flat DB Work | No. | 1.0000 | 1.0000 | 28297 | 20A Single Pole MCB (IH31P0C020) | No. | 8.0000 | 300.0000 | 158.001.001.005.004.003.001.006.006.003. | 300.0000 | Material | 0 | 0.0000
571955 | A-706-2BHK Internal Flat DB Work | No. | 1.0000 | 1.0000 | 28776 | 4 Way TPN DB with tel. compartment IHETPNYV004 | No. | 1.0000 | 118.0000 | 158.001.001.005.004.003.001.006.006.003. | 100.0000 | Material | 45 | 18.0000 | C+S GST 18% I/P RD
571955 | A-706-2BHK Internal Flat DB Work | No. | 1.0000 | 1.0000 | 28545 | 40 AMP RCCB 4 Pole 30ma IH3R440030 | No. | 1.0000 | 118.0000 | 158.001.001.005.004.003.001.006.006.003. | 100.0000 | Material | 45 | 18.0000 | C+S GST 18% I/P RD
610541 | A-706-2BHK Int. Flat Switch Socket Material | No. | 1.0000 | 1.0000 | 5238 | 16A 1way switch w indi.(572063 | No. | 8.0000 | 127.5800 | 158.001.001.005.004.003.001.006.006.004. | 0.0000 | Material | 0 | 0.0000
610541 | A-706-2BHK Int. Flat Switch Socket Material | No. | 1.0000 | 1.0000 | 8655 | 16A socket (573471) | No. | 10.0000 | 254.0000 | 158.001.001.005.004.003.001.006.006.004. | 254.0000 | Material | 0 | 0.0000
610541 | A-706-2BHK Int. Flat Switch Socket Material | No. | 1.0000 | 1.0000 | 793 | 6 A Bell Push (573413) | No. | 1.0000 | 22.0500 | 158.001.001.005.004.003.001.006.006.004. | 0.0000 | Material | 0 | 0.0000
610541 | A-706-2BHK Int. Flat Switch Socket Material | No. | 1.0000 | 1.0000 | 7294 | 6A 2 Way Switch (573402) | No. | 4.0000 | 130.0000 | 158.001.001.005.004.003.001.006.006.004. | 0.0000 | Material | 0 | 0.0000
610541 | A-706-2BHK Int. Flat Switch Socket Material | No. | 1.0000 | 1.0000 | 28162 | 6A 3Pin Socket (573424) | No. | 25.0000 | 290.0000 | 158.001.001.005.004.003.001.006.006.004. | 290.0000 | Material | 0 | 0.0000
610541 | A-706-2BHK Int. Flat Switch Socket Material | No. | 1.0000 | 1.0000 | 5240 | 6A One way Switch (573400) | No. | 51.0000 | 72.7600 | 158.001.001.005.004.003.001.006.006.004. | 0.0000 | Material | 0 | 0.0000
610541 | A-706-2BHK Int. Flat Switch Socket Material | No. | 1.0000 | 1.0000 | 2556 | Angle Holder | No. | 5.0000 | 28.0000 | 158.001.001.005.004.003.001.006.006.004. | 0.0000 | Material | 0 | 0.0000
610541 | A-706-2BHK Int. Flat Switch Socket Material | No. | 1.0000 | 1.0000 | 5244 | Blank Plate 1m (573449) | No. | 9.0000 | 19.8400 | 158.001.001.005.004.003.001.006.006.004. | 0.0000 | Material | 0 | 0.0000
610541 | A-706-2BHK Int. Flat Switch Socket Material | No. | 1.0000 | 1.0000 | 1714 | Connector | No. | 4.0000 | 9.0000 | 158.001.001.005.004.003.001.006.006.004. | 0.0000 | Material | 0 | 0.0000
610541 | A-706-2BHK Int. Flat Switch Socket Material | No. | 1.0000 | 1.0000 | 6758 | Fan Step Reg (573469) | No. | 6.0000 | 432.3400 | 158.001.001.005.004.003.001.006.006.004. | 0.0000 | Material | 0 | 0.0000
610541 | A-706-2BHK Int. Flat Switch Socket Material | No. | 1.0000 | 1.0000 | 3287 | Round Plate 4" - No. | No. | 38.0000 | 9.0000 | 158.001.001.005.004.003.001.006.006.004. | 0.0000 | Material | 0 | 0.0000
610541 | A-706-2BHK Int. Flat Switch Socket Material | No. | 1.0000 | 1.0000 | 9555 | Round Plate 6" | No. | 6.0000 | 6.0000 | 158.001.001.005.004.003.001.006.006.004. | 0.0000 | Material | 0 | 0.0000
610541 | A-706-2BHK Int. Flat Switch Socket Material | No. | 1.0000 | 1.0000 | 6757 | T.V. Socket (573425) | No. | 3.0000 | 83.1600 | 158.001.001.005.004.003.001.006.006.004. | 0.0000 | Material | 0 | 0.0000
610541 | A-706-2BHK Int. Flat Switch Socket Material | No. | 1.0000 | 1.0000 | 5242 | Tel. Socket 1mod (573426) | No. | 1.0000 | 79.3800 | 158.001.001.005.004.003.001.006.006.004. | 0.0000 | Material | 0 | 0.0000
671573 | A-706-2BHK Internal Flat Wiring. | No. | 1.0000 | 1.0000 | 23458 | 2 Pair telephone cable | Mtrs | 0.0000 | 50.0000 | 158.001.001.005.004.003.001.006.006.005. | 50.0000 | Material | 0 | 0.0000
671573 | A-706-2BHK Internal Flat Wiring. | No. | 1.0000 | 1.0000 | 12468 | PVC Copper Wire 1.5 Sqmm black | Mtrs | 123.7750 | 8.8600 | 158.001.001.005.004.003.001.006.006.005. | 8.8600 | Material | 0 | 0.0000
671573 | A-706-2BHK Internal Flat Wiring. | No. | 1.0000 | 1.0000 | 12530 | PVC Copper Wire 1.5 Sqmm blue | Mtrs | 105.7500 | 8.8600 | 158.001.001.005.004.003.001.006.006.005. | 8.8600 | Material | 0 | 0.0000
671573 | A-706-2BHK Internal Flat Wiring. | No. | 1.0000 | 1.0000 | 12469 | PVC Copper Wire 1.5 Sqmm green | Mtrs | 78.9800 | 8.8700 | 158.001.001.005.004.003.001.006.006.005. | 0.0000 | Material | 0 | 0.0000
671573 | A-706-2BHK Internal Flat Wiring. | No. | 1.0000 | 1.0000 | 26439 | PVC Copper Wire 1.5 Sqmm Grey | Mtrs | 0.0000 | 100.0000 | 158.001.001.005.004.003.001.006.006.005. | 100.0000 | Material | 0 | 0.0000
671573 | A-706-2BHK Internal Flat Wiring. | No. | 1.0000 | 1.0000 | 12466 | PVC Copper Wire 1.5 Sqmm red | Mtrs | 35.5000 | 8.8700 | 158.001.001.005.004.003.001.006.006.005. | 8.8700 | Material | 0 | 0.0000
671573 | A-706-2BHK Internal Flat Wiring. | No. | 1.0000 | 1.0000 | 12529 | PVC Copper Wire 1.5 Sqmm yellow | Mtrs | 151.3250 | 10.0000 | 158.001.001.005.004.003.001.006.006.005. | 10.0000 | Material | 0 | 0.0000
671573 | A-706-2BHK Internal Flat Wiring. | No. | 1.0000 | 1.0000 | 12471 | PVC Copper Wire 2.5 Sqmm black | Mtrs | 110.7250 | 14.2800 | 158.001.001.005.004.003.001.006.006.005. | 14.2800 | Material | 0 | 0.0000
671573 | A-706-2BHK Internal Flat Wiring. | No. | 1.0000 | 1.0000 | 12527 | PVC Copper Wire 2.5 Sqmm blue | Mtrs | 0 | 14.2800 | 158.001.001.005.004.003.001.006.006.005. | 0.0000 | Material | 0 | 0.0000
671573 | A-706-2BHK Internal Flat Wiring. | No. | 1.0000 | 1.0000 | 12472 | PVC Copper Wire 2.5 Sqmm green | Mtrs | 65.9800 | 14.2800 | 158.001.001.005.004.003.001.006.006.005. | 0.0000 | Material | 0 | 0.0000
671573 | A-706-2BHK Internal Flat Wiring. | No. | 1.0000 | 1.0000 | 12470 | PVC Copper Wire 2.5 Sqmm red | Mtrs | 75.2500 | 14.2800 | 158.001.001.005.004.003.001.006.006.005. | 0.0000 | Material | 0 | 0.0000
671573 | A-706-2BHK Internal Flat Wiring. | No. | 1.0000 | 1.0000 | 12528 | PVC Copper Wire 2.5 Sqmm yellow | Mtrs | 0.0000 | 14.2800 | 158.001.001.005.004.003.001.006.006.005. | 14.2800 | Material | 0 | 0.0000
671573 | A-706-2BHK Internal Flat Wiring. | No. | 1.0000 | 1.0000 | 12475 | PVC Copper Wire 4 Sqmm black | Mtrs | 115.8500 | 21.1200 | 158.001.001.005.004.003.001.006.006.005. | 0.0000 | Material | 0 | 0.0000
671573 | A-706-2BHK Internal Flat Wiring. | No. | 1.0000 | 1.0000 | 13068 | PVC Copper Wire 4 Sqmm blue | Mtrs | 77.5000 | 10.0000 | 158.001.001.005.004.003.001.006.006.005. | 0.0000 | Material | 0 | 0.0000
671573 | A-706-2BHK Internal Flat Wiring. | No. | 1.0000 | 1.0000 | 12474 | PVC Copper Wire 4 Sqmm red | Mtrs | 0.0000 | 21.1200 | 158.001.001.005.004.003.001.006.006.005. | 0.0000 | Material | 0 | 0.0000
671573 | A-706-2BHK Internal Flat Wiring. | No. | 1.0000 | 1.0000 | 13067 | PVC Copper Wire 4 Sqmm yellow | Mtrs | 81.9250 | 10.0000 | 158.001.001.005.004.003.001.006.006.005. | 0.0000 | Material | 0 | 0.0000
671573 | A-706-2BHK Internal Flat Wiring. | No. | 1.0000 | 1.0000 | 1010 | RG-6 Co-Axial Cable | Mtrs | 0.0000 | 14.3900 | 158.001.001.005.004.003.001.006.006.005. | 0.0000 | Material | 0 | 0.0000
560863 | A-707-2BHK Wall Conduting Material | No. | 1.0000 | 1.0000 | 8482 | Flexible Pipe 3/4" | Mtrs | 3.0000 | 5.2500 | 158.001.001.005.004.003.001.006.007.001. | 0.0000 | Material | 0 | 0.0000
560863 | A-707-2BHK Wall Conduting Material | No. | 1.0000 | 1.0000 | 501 | Nails 3" | Kgs | 0.5000 | 63.0000 | 158.001.001.005.004.003.001.006.007.001. | 0.0000 | Material | 0 | 0.0000
560863 | A-707-2BHK Wall Conduting Material | No. | 1.0000 | 1.0000 | 3246 | PVC 1 way Junction Box 1" | No. | 4.0000 | 18.2000 | 158.001.001.005.004.003.001.006.007.001. | 0.0000 | Material | 0 | 0.0000
560863 | A-707-2BHK Wall Conduting Material | No. | 1.0000 | 1.0000 | 838 | PVC Conduit Bend 1" | No. | 13.0000 | 6.3500 | 158.001.001.005.004.003.001.006.007.001. | 6.3500 | Material | 0 | 0.0000
560863 | A-707-2BHK Wall Conduting Material | No. | 1.0000 | 1.0000 | 837 | PVC Conduit Pipe 1" mtrs | Mtrs | 90.0000 | 18.6000 | 158.001.001.005.004.003.001.006.007.001. | 18.6000 | Material | 0 | 0.0000
562872 | A-707-2BHK Internal Electrical work | No. | 1.0000 | 1.0000 | 26454 | 12 Module GI Concealed Box | No. | 2.0000 | 255.0000 | 158.001.001.005.004.003.001.006.007.002. | 255.0000 | Material | 0 | 0.0000
562872 | A-707-2BHK Internal Electrical work | No. | 1.0000 | 1.0000 | 5245 | 12M Plate (575770) | No. | 2.0000 | 225.8600 | 158.001.001.005.004.003.001.006.007.002. | 0.0000 | Material | 0 | 0.0000
562872 | A-707-2BHK Internal Electrical work | No. | 1.0000 | 1.0000 | 26448 | 2 Module GI Concealed Box | No. | 9.0000 | 75.0000 | 158.001.001.005.004.003.001.006.007.002. | 75.0000 | Material | 0 | 0.0000
562872 | A-707-2BHK Internal Electrical work | No. | 1.0000 | 1.0000 | 5250 | 2M Plate (575710) | No. | 9.0000 | 60.4800 | 158.001.001.005.004.003.001.006.007.002. | 0.0000 | Material | 0 | 0.0000
562872 | A-707-2BHK Internal Electrical work | No. | 1.0000 | 1.0000 | 26449 | 3 Module GI Concealed Box | No. | 11.0000 | 105.0000 | 158.001.001.005.004.003.001.006.007.002. | 105.0000 | Material | 0 | 0.0000
562872 | A-707-2BHK Internal Electrical work | No. | 1.0000 | 1.0000 | 5249 | 3M Plate (575720) | No. | 11.0000 | 68.9800 | 158.001.001.005.004.003.001.006.007.002. | 0.0000 | Material | 0 | 0.0000
562872 | A-707-2BHK Internal Electrical work | No. | 1.0000 | 1.0000 | 26450 | 4 Module GI Concealed Box | No. | 3.0000 | 130.0000 | 158.001.001.005.004.003.001.006.007.002. | 130.0000 | Material | 0 | 0.0000
562872 | A-707-2BHK Internal Electrical work | No. | 1.0000 | 1.0000 | 5248 | 4M Plate (575730) | No. | 3.0000 | 72.7600 | 158.001.001.005.004.003.001.006.007.002. | 0.0000 | Material | 0 | 0.0000
562872 | A-707-2BHK Internal Electrical work | No. | 1.0000 | 1.0000 | 26451 | 6 Module GI Concealed Box | No. | 7.0000 | 160.0000 | 158.001.001.005.004.003.001.006.007.002. | 160.0000 | Material | 0 | 0.0000
562872 | A-707-2BHK Internal Electrical work | No. | 1.0000 | 1.0000 | 5247 | 6M Plate (575740) | No. | 7.0000 | 131.3500 | 158.001.001.005.004.003.001.006.007.002. | 0.0000 | Material | 0 | 0.0000
562872 | A-707-2BHK Internal Electrical work | No. | 1.0000 | 1.0000 | 26452 | 8 Module GI Concealed Box | No. | 4.0000 | 215.0000 | 158.001.001.005.004.003.001.006.007.002. | 215.0000 | Material | 0 | 0.0000
562872 | A-707-2BHK Internal Electrical work | No. | 1.0000 | 1.0000 | 5246 | 8M Hzl Plate (575750) | No. | 4.0000 | 144.5800 | 158.001.001.005.004.003.001.006.007.002. | 0.0000 | Material | 0 | 0.0000
571956 | A-707-2BHK Internal Flat DB Work | No. | 1.0000 | 1.0000 | 28289 | 10A Single Pole MCB (IH31P0C010) | No. | 4.0000 | 100.0000 | 158.001.001.005.004.003.001.006.007.003. | 100.0000 | Material | 0 | 0.0000
571956 | A-707-2BHK Internal Flat DB Work | No. | 1.0000 | 1.0000 | 28297 | 20A Single Pole MCB (IH31P0C020) | No. | 8.0000 | 300.0000 | 158.001.001.005.004.003.001.006.007.003. | 300.0000 | Material | 0 | 0.0000
571956 | A-707-2BHK Internal Flat DB Work | No. | 1.0000 | 1.0000 | 28776 | 4 Way TPN DB with tel. compartment IHETPNYV004 | No. | 1.0000 | 118.0000 | 158.001.001.005.004.003.001.006.007.003. | 100.0000 | Material | 45 | 18.0000 | C+S GST 18% I/P RD
571956 | A-707-2BHK Internal Flat DB Work | No. | 1.0000 | 1.0000 | 28545 | 40 AMP RCCB 4 Pole 30ma IH3R440030 | No. | 1.0000 | 118.0000 | 158.001.001.005.004.003.001.006.007.003. | 100.0000 | Material | 45 | 18.0000 | C+S GST 18% I/P RD
610542 | A-707-2BHK Int. Flat Switch Socket Material | No. | 1.0000 | 1.0000 | 5238 | 16A 1way switch w indi.(572063 | No. | 8.0000 | 127.5800 | 158.001.001.005.004.003.001.006.007.004. | 0.0000 | Material | 0 | 0.0000
610542 | A-707-2BHK Int. Flat Switch Socket Material | No. | 1.0000 | 1.0000 | 8655 | 16A socket (573471) | No. | 10.0000 | 254.0000 | 158.001.001.005.004.003.001.006.007.004. | 254.0000 | Material | 0 | 0.0000
610542 | A-707-2BHK Int. Flat Switch Socket Material | No. | 1.0000 | 1.0000 | 793 | 6 A Bell Push (573413) | No. | 1.0000 | 22.0500 | 158.001.001.005.004.003.001.006.007.004. | 0.0000 | Material | 0 | 0.0000
610542 | A-707-2BHK Int. Flat Switch Socket Material | No. | 1.0000 | 1.0000 | 7294 | 6A 2 Way Switch (573402) | No. | 4.0000 | 130.0000 | 158.001.001.005.004.003.001.006.007.004. | 0.0000 | Material | 0 | 0.0000
610542 | A-707-2BHK Int. Flat Switch Socket Material | No. | 1.0000 | 1.0000 | 28162 | 6A 3Pin Socket (573424) | No. | 25.0000 | 290.0000 | 158.001.001.005.004.003.001.006.007.004. | 290.0000 | Material | 0 | 0.0000
610542 | A-707-2BHK Int. Flat Switch Socket Material | No. | 1.0000 | 1.0000 | 5240 | 6A One way Switch (573400) | No. | 51.0000 | 72.7600 | 158.001.001.005.004.003.001.006.007.004. | 0.0000 | Material | 0 | 0.0000
610542 | A-707-2BHK Int. Flat Switch Socket Material | No. | 1.0000 | 1.0000 | 2556 | Angle Holder | No. | 5.0000 | 28.0000 | 158.001.001.005.004.003.001.006.007.004. | 0.0000 | Material | 0 | 0.0000
610542 | A-707-2BHK Int. Flat Switch Socket Material | No. | 1.0000 | 1.0000 | 5244 | Blank Plate 1m (573449) | No. | 9.0000 | 19.8400 | 158.001.001.005.004.003.001.006.007.004. | 0.0000 | Material | 0 | 0.0000
610542 | A-707-2BHK Int. Flat Switch Socket Material | No. | 1.0000 | 1.0000 | 1714 | Connector | No. | 4.0000 | 9.0000 | 158.001.001.005.004.003.001.006.007.004. | 0.0000 | Material | 0 | 0.0000
610542 | A-707-2BHK Int. Flat Switch Socket Material | No. | 1.0000 | 1.0000 | 6758 | Fan Step Reg (573469) | No. | 6.0000 | 432.3400 | 158.001.001.005.004.003.001.006.007.004. | 0.0000 | Material | 0 | 0.0000
610542 | A-707-2BHK Int. Flat Switch Socket Material | No. | 1.0000 | 1.0000 | 3287 | Round Plate 4" - No. | No. | 38.0000 | 9.0000 | 158.001.001.005.004.003.001.006.007.004. | 0.0000 | Material | 0 | 0.0000
610542 | A-707-2BHK Int. Flat Switch Socket Material | No. | 1.0000 | 1.0000 | 9555 | Round Plate 6" | No. | 6.0000 | 6.0000 | 158.001.001.005.004.003.001.006.007.004. | 0.0000 | Material | 0 | 0.0000
610542 | A-707-2BHK Int. Flat Switch Socket Material | No. | 1.0000 | 1.0000 | 6757 | T.V. Socket (573425) | No. | 3.0000 | 83.1600 | 158.001.001.005.004.003.001.006.007.004. | 0.0000 | Material | 0 | 0.0000
610542 | A-707-2BHK Int. Flat Switch Socket Material | No. | 1.0000 | 1.0000 | 5242 | Tel. Socket 1mod (573426) | No. | 1.0000 | 79.3800 | 158.001.001.005.004.003.001.006.007.004. | 0.0000 | Material | 0 | 0.0000
671574 | A-707-2BHK Internal Flat Wiring. | No. | 1.0000 | 1.0000 | 23458 | 2 Pair telephone cable | Mtrs | 0.0000 | 50.0000 | 158.001.001.005.004.003.001.006.007.005. | 50.0000 | Material | 0 | 0.0000
671574 | A-707-2BHK Internal Flat Wiring. | No. | 1.0000 | 1.0000 | 12468 | PVC Copper Wire 1.5 Sqmm black | Mtrs | 123.7750 | 8.8600 | 158.001.001.005.004.003.001.006.007.005. | 8.8600 | Material | 0 | 0.0000
671574 | A-707-2BHK Internal Flat Wiring. | No. | 1.0000 | 1.0000 | 12530 | PVC Copper Wire 1.5 Sqmm blue | Mtrs | 105.7500 | 8.8600 | 158.001.001.005.004.003.001.006.007.005. | 8.8600 | Material | 0 | 0.0000
671574 | A-707-2BHK Internal Flat Wiring. | No. | 1.0000 | 1.0000 | 12469 | PVC Copper Wire 1.5 Sqmm green | Mtrs | 78.9800 | 8.8700 | 158.001.001.005.004.003.001.006.007.005. | 0.0000 | Material | 0 | 0.0000
671574 | A-707-2BHK Internal Flat Wiring. | No. | 1.0000 | 1.0000 | 26439 | PVC Copper Wire 1.5 Sqmm Grey | Mtrs | 0.0000 | 100.0000 | 158.001.001.005.004.003.001.006.007.005. | 100.0000 | Material | 0 | 0.0000
671574 | A-707-2BHK Internal Flat Wiring. | No. | 1.0000 | 1.0000 | 12466 | PVC Copper Wire 1.5 Sqmm red | Mtrs | 35.5000 | 8.8700 | 158.001.001.005.004.003.001.006.007.005. | 8.8700 | Material | 0 | 0.0000
671574 | A-707-2BHK Internal Flat Wiring. | No. | 1.0000 | 1.0000 | 12529 | PVC Copper Wire 1.5 Sqmm yellow | Mtrs | 151.3250 | 10.0000 | 158.001.001.005.004.003.001.006.007.005. | 10.0000 | Material | 0 | 0.0000
671574 | A-707-2BHK Internal Flat Wiring. | No. | 1.0000 | 1.0000 | 12471 | PVC Copper Wire 2.5 Sqmm black | Mtrs | 110.7250 | 14.2800 | 158.001.001.005.004.003.001.006.007.005. | 14.2800 | Material | 0 | 0.0000
671574 | A-707-2BHK Internal Flat Wiring. | No. | 1.0000 | 1.0000 | 12527 | PVC Copper Wire 2.5 Sqmm blue | Mtrs | 0 | 14.2800 | 158.001.001.005.004.003.001.006.007.005. | 0.0000 | Material | 0 | 0.0000
671574 | A-707-2BHK Internal Flat Wiring. | No. | 1.0000 | 1.0000 | 12472 | PVC Copper Wire 2.5 Sqmm green | Mtrs | 65.9800 | 14.2800 | 158.001.001.005.004.003.001.006.007.005. | 0.0000 | Material | 0 | 0.0000
671574 | A-707-2BHK Internal Flat Wiring. | No. | 1.0000 | 1.0000 | 12470 | PVC Copper Wire 2.5 Sqmm red | Mtrs | 75.2500 | 14.2800 | 158.001.001.005.004.003.001.006.007.005. | 0.0000 | Material | 0 | 0.0000
671574 | A-707-2BHK Internal Flat Wiring. | No. | 1.0000 | 1.0000 | 12528 | PVC Copper Wire 2.5 Sqmm yellow | Mtrs | 0.0000 | 14.2800 | 158.001.001.005.004.003.001.006.007.005. | 14.2800 | Material | 0 | 0.0000
671574 | A-707-2BHK Internal Flat Wiring. | No. | 1.0000 | 1.0000 | 12475 | PVC Copper Wire 4 Sqmm black | Mtrs | 115.8500 | 21.1200 | 158.001.001.005.004.003.001.006.007.005. | 0.0000 | Material | 0 | 0.0000
671574 | A-707-2BHK Internal Flat Wiring. | No. | 1.0000 | 1.0000 | 13068 | PVC Copper Wire 4 Sqmm blue | Mtrs | 77.5000 | 10.0000 | 158.001.001.005.004.003.001.006.007.005. | 0.0000 | Material | 0 | 0.0000
671574 | A-707-2BHK Internal Flat Wiring. | No. | 1.0000 | 1.0000 | 12474 | PVC Copper Wire 4 Sqmm red | Mtrs | 0.0000 | 21.1200 | 158.001.001.005.004.003.001.006.007.005. | 0.0000 | Material | 0 | 0.0000
671574 | A-707-2BHK Internal Flat Wiring. | No. | 1.0000 | 1.0000 | 13067 | PVC Copper Wire 4 Sqmm yellow | Mtrs | 81.9250 | 10.0000 | 158.001.001.005.004.003.001.006.007.005. | 0.0000 | Material | 0 | 0.0000
671574 | A-707-2BHK Internal Flat Wiring. | No. | 1.0000 | 1.0000 | 1010 | RG-6 Co-Axial Cable | Mtrs | 0.0000 | 14.3900 | 158.001.001.005.004.003.001.006.007.005. | 0.0000 | Material | 0 | 0.0000
560864 | A-708-3BHK Wall Conduting Material | No. | 1.0000 | 1.0000 | 8482 | Flexible Pipe 3/4" | Mtrs | 3.0000 | 5.2500 | 158.001.001.005.004.003.001.006.008.001. | 0.0000 | Material | 0 | 0.0000
560864 | A-708-3BHK Wall Conduting Material | No. | 1.0000 | 1.0000 | 501 | Nails 3" | Kgs | 0.5000 | 63.0000 | 158.001.001.005.004.003.001.006.008.001. | 0.0000 | Material | 0 | 0.0000
560864 | A-708-3BHK Wall Conduting Material | No. | 1.0000 | 1.0000 | 3246 | PVC 1 way Junction Box 1" | No. | 6.0000 | 18.2000 | 158.001.001.005.004.003.001.006.008.001. | 0.0000 | Material | 0 | 0.0000
560864 | A-708-3BHK Wall Conduting Material | No. | 1.0000 | 1.0000 | 838 | PVC Conduit Bend 1" | No. | 15.0000 | 6.3500 | 158.001.001.005.004.003.001.006.008.001. | 6.3500 | Material | 0 | 0.0000
560864 | A-708-3BHK Wall Conduting Material | No. | 1.0000 | 1.0000 | 837 | PVC Conduit Pipe 1" mtrs | Mtrs | 105.0000 | 18.6000 | 158.001.001.005.004.003.001.006.008.001. | 18.6000 | Material | 0 | 0.0000
562873 | A-708-3BHK Internal Electrical work | No. | 1.0000 | 1.0000 | 26454 | 12 Module GI Concealed Box | No. | 2.0000 | 255.0000 | 158.001.001.005.004.003.001.006.008.002. | 255.0000 | Material | 0 | 0.0000
562873 | A-708-3BHK Internal Electrical work | No. | 1.0000 | 1.0000 | 5245 | 12M Plate (575770) | No. | 2.0000 | 225.8600 | 158.001.001.005.004.003.001.006.008.002. | 0.0000 | Material | 0 | 0.0000
562873 | A-708-3BHK Internal Electrical work | No. | 1.0000 | 1.0000 | 26448 | 2 Module GI Concealed Box | No. | 13.0000 | 75.0000 | 158.001.001.005.004.003.001.006.008.002. | 75.0000 | Material | 0 | 0.0000
562873 | A-708-3BHK Internal Electrical work | No. | 1.0000 | 1.0000 | 5250 | 2M Plate (575710) | No. | 13.0000 | 60.4800 | 158.001.001.005.004.003.001.006.008.002. | 0.0000 | Material | 0 | 0.0000
562873 | A-708-3BHK Internal Electrical work | No. | 1.0000 | 1.0000 | 26449 | 3 Module GI Concealed Box | No. | 11.0000 | 105.0000 | 158.001.001.005.004.003.001.006.008.002. | 105.0000 | Material | 0 | 0.0000
562873 | A-708-3BHK Internal Electrical work | No. | 1.0000 | 1.0000 | 5249 | 3M Plate (575720) | No. | 11.0000 | 68.9800 | 158.001.001.005.004.003.001.006.008.002. | 0.0000 | Material | 0 | 0.0000
562873 | A-708-3BHK Internal Electrical work | No. | 1.0000 | 1.0000 | 26450 | 4 Module GI Concealed Box | No. | 4.0000 | 130.0000 | 158.001.001.005.004.003.001.006.008.002. | 130.0000 | Material | 0 | 0.0000
562873 | A-708-3BHK Internal Electrical work | No. | 1.0000 | 1.0000 | 5248 | 4M Plate (575730) | No. | 4.0000 | 72.7600 | 158.001.001.005.004.003.001.006.008.002. | 0.0000 | Material | 0 | 0.0000
562873 | A-708-3BHK Internal Electrical work | No. | 1.0000 | 1.0000 | 26451 | 6 Module GI Concealed Box | No. | 9.0000 | 160.0000 | 158.001.001.005.004.003.001.006.008.002. | 160.0000 | Material | 0 | 0.0000
562873 | A-708-3BHK Internal Electrical work | No. | 1.0000 | 1.0000 | 5247 | 6M Plate (575740) | No. | 9.0000 | 131.3500 | 158.001.001.005.004.003.001.006.008.002. | 0.0000 | Material | 0 | 0.0000
562873 | A-708-3BHK Internal Electrical work | No. | 1.0000 | 1.0000 | 26452 | 8 Module GI Concealed Box | No. | 5.0000 | 215.0000 | 158.001.001.005.004.003.001.006.008.002. | 215.0000 | Material | 0 | 0.0000
562873 | A-708-3BHK Internal Electrical work | No. | 1.0000 | 1.0000 | 5246 | 8M Hzl Plate (575750) | No. | 5.0000 | 144.5800 | 158.001.001.005.004.003.001.006.008.002. | 0.0000 | Material | 0 | 0.0000
571957 | A-708-3BHK Internal Flat DB Work | No. | 1.0000 | 1.0000 | 28289 | 10A Single Pole MCB (IH31P0C010) | No. | 3.0000 | 100.0000 | 158.001.001.005.004.003.001.006.008.003. | 100.0000 | Material | 0 | 0.0000
571957 | A-708-3BHK Internal Flat DB Work | No. | 1.0000 | 1.0000 | 28297 | 20A Single Pole MCB (IH31P0C020) | No. | 9.0000 | 300.0000 | 158.001.001.005.004.003.001.006.008.003. | 300.0000 | Material | 0 | 0.0000
571957 | A-708-3BHK Internal Flat DB Work | No. | 1.0000 | 1.0000 | 28545 | 40 AMP RCCB 4 Pole 30ma IH3R440030 | No. | 1.0000 | 118.0000 | 158.001.001.005.004.003.001.006.008.003. | 100.0000 | Material | 45 | 18.0000 | C+S GST 18% I/P RD
571957 | A-708-3BHK Internal Flat DB Work | No. | 1.0000 | 1.0000 | 28777 | 6 Way TPN DB with tel. compartment IHETPNTV006 | No. | 1.0000 | 118.0000 | 158.001.001.005.004.003.001.006.008.003. | 100.0000 | Material | 45 | 18.0000 | C+S GST 18% I/P RD
606866 | A-708-3BHK Int. Flat Switch Socket Material | No. | 1.0000 | 1.0000 | 5238 | 16A 1way switch w indi.(572063 | No. | 12.0000 | 127.5800 | 158.001.001.005.004.003.001.006.008.004. | 0.0000 | Material | 0 | 0.0000
606866 | A-708-3BHK Int. Flat Switch Socket Material | No. | 1.0000 | 1.0000 | 8655 | 16A socket (573471) | No. | 12.0000 | 254.0000 | 158.001.001.005.004.003.001.006.008.004. | 254.0000 | Material | 0 | 0.0000
606866 | A-708-3BHK Int. Flat Switch Socket Material | No. | 1.0000 | 1.0000 | 793 | 6 A Bell Push (573413) | No. | 1.0000 | 22.0500 | 158.001.001.005.004.003.001.006.008.004. | 0.0000 | Material | 0 | 0.0000
606866 | A-708-3BHK Int. Flat Switch Socket Material | No. | 1.0000 | 1.0000 | 7294 | 6A 2 Way Switch (573402) | No. | 6.0000 | 130.0000 | 158.001.001.005.004.003.001.006.008.004. | 0.0000 | Material | 0 | 0.0000
606866 | A-708-3BHK Int. Flat Switch Socket Material | No. | 1.0000 | 1.0000 | 28162 | 6A 3Pin Socket (573424) | No. | 30.0000 | 290.0000 | 158.001.001.005.004.003.001.006.008.004. | 290.0000 | Material | 0 | 0.0000
606866 | A-708-3BHK Int. Flat Switch Socket Material | No. | 1.0000 | 1.0000 | 5240 | 6A One way Switch (573400) | No. | 61.0000 | 72.7600 | 158.001.001.005.004.003.001.006.008.004. | 0.0000 | Material | 0 | 0.0000
606866 | A-708-3BHK Int. Flat Switch Socket Material | No. | 1.0000 | 1.0000 | 2556 | Angle Holder | No. | 6.0000 | 28.0000 | 158.001.001.005.004.003.001.006.008.004. | 0.0000 | Material | 0 | 0.0000
606866 | A-708-3BHK Int. Flat Switch Socket Material | No. | 1.0000 | 1.0000 | 5244 | Blank Plate 1m (573449) | No. | 9.0000 | 19.8400 | 158.001.001.005.004.003.001.006.008.004. | 0.0000 | Material | 0 | 0.0000
606866 | A-708-3BHK Int. Flat Switch Socket Material | No. | 1.0000 | 1.0000 | 1714 | Connector | No. | 5.0000 | 9.0000 | 158.001.001.005.004.003.001.006.008.004. | 0.0000 | Material | 0 | 0.0000
606866 | A-708-3BHK Int. Flat Switch Socket Material | No. | 1.0000 | 1.0000 | 6758 | Fan Step Reg (573469) | No. | 7.0000 | 432.3400 | 158.001.001.005.004.003.001.006.008.004. | 0.0000 | Material | 0 | 0.0000
606866 | A-708-3BHK Int. Flat Switch Socket Material | No. | 1.0000 | 1.0000 | 3287 | Round Plate 4" - No. | No. | 44.0000 | 9.0000 | 158.001.001.005.004.003.001.006.008.004. | 0.0000 | Material | 0 | 0.0000
606866 | A-708-3BHK Int. Flat Switch Socket Material | No. | 1.0000 | 1.0000 | 9555 | Round Plate 6" | No. | 7.0000 | 6.0000 | 158.001.001.005.004.003.001.006.008.004. | 0.0000 | Material | 0 | 0.0000
606866 | A-708-3BHK Int. Flat Switch Socket Material | No. | 1.0000 | 1.0000 | 6757 | T.V. Socket (573425) | No. | 4.0000 | 83.1600 | 158.001.001.005.004.003.001.006.008.004. | 0.0000 | Material | 0 | 0.0000
606866 | A-708-3BHK Int. Flat Switch Socket Material | No. | 1.0000 | 1.0000 | 5242 | Tel. Socket 1mod (573426) | No. | 1.0000 | 79.3800 | 158.001.001.005.004.003.001.006.008.004. | 0.0000 | Material | 0 | 0.0000
671575 | A-708-3BHK Internal Flat Wiring. | No. | 1.0000 | 1.0000 | 23458 | 2 Pair telephone cable | Mtrs | 9.7500 | 50.0000 | 158.001.001.005.004.003.001.006.008.005. | 50.0000 | Material | 0 | 0.0000
671575 | A-708-3BHK Internal Flat Wiring. | No. | 1.0000 | 1.0000 | 12468 | PVC Copper Wire 1.5 Sqmm black | Mtrs | 123.7750 | 8.8600 | 158.001.001.005.004.003.001.006.008.005. | 8.8600 | Material | 0 | 0.0000
671575 | A-708-3BHK Internal Flat Wiring. | No. | 1.0000 | 1.0000 | 12530 | PVC Copper Wire 1.5 Sqmm blue | Mtrs | 139.0000 | 8.8600 | 158.001.001.005.004.003.001.006.008.005. | 8.8600 | Material | 0 | 0.0000
671575 | A-708-3BHK Internal Flat Wiring. | No. | 1.0000 | 1.0000 | 12469 | PVC Copper Wire 1.5 Sqmm green | Mtrs | 78.9800 | 8.8700 | 158.001.001.005.004.003.001.006.008.005. | 0.0000 | Material | 0 | 0.0000
671575 | A-708-3BHK Internal Flat Wiring. | No. | 1.0000 | 1.0000 | 26439 | PVC Copper Wire 1.5 Sqmm Grey | Mtrs | 0.0000 | 100.0000 | 158.001.001.005.004.003.001.006.008.005. | 100.0000 | Material | 0 | 0.0000
671575 | A-708-3BHK Internal Flat Wiring. | No. | 1.0000 | 1.0000 | 12466 | PVC Copper Wire 1.5 Sqmm red | Mtrs | 46.0000 | 8.8700 | 158.001.001.005.004.003.001.006.008.005. | 8.8700 | Material | 0 | 0.0000
671575 | A-708-3BHK Internal Flat Wiring. | No. | 1.0000 | 1.0000 | 12529 | PVC Copper Wire 1.5 Sqmm yellow | Mtrs | 168.0000 | 10.0000 | 158.001.001.005.004.003.001.006.008.005. | 10.0000 | Material | 0 | 0.0000
671575 | A-708-3BHK Internal Flat Wiring. | No. | 1.0000 | 1.0000 | 12471 | PVC Copper Wire 2.5 Sqmm black | Mtrs | 94.0000 | 14.2800 | 158.001.001.005.004.003.001.006.008.005. | 14.2800 | Material | 0 | 0.0000
671575 | A-708-3BHK Internal Flat Wiring. | No. | 1.0000 | 1.0000 | 12527 | PVC Copper Wire 2.5 Sqmm blue | Mtrs | 0 | 14.2800 | 158.001.001.005.004.003.001.006.008.005. | 0.0000 | Material | 0 | 0.0000
671575 | A-708-3BHK Internal Flat Wiring. | No. | 1.0000 | 1.0000 | 12472 | PVC Copper Wire 2.5 Sqmm green | Mtrs | 104.0000 | 14.2800 | 158.001.001.005.004.003.001.006.008.005. | 0.0000 | Material | 0 | 0.0000
671575 | A-708-3BHK Internal Flat Wiring. | No. | 1.0000 | 1.0000 | 12470 | PVC Copper Wire 2.5 Sqmm red | Mtrs | 75.2500 | 14.2800 | 158.001.001.005.004.003.001.006.008.005. | 0.0000 | Material | 0 | 0.0000
671575 | A-708-3BHK Internal Flat Wiring. | No. | 1.0000 | 1.0000 | 12528 | PVC Copper Wire 2.5 Sqmm yellow | Mtrs | 0.0000 | 14.2800 | 158.001.001.005.004.003.001.006.008.005. | 14.2800 | Material | 0 | 0.0000
671575 | A-708-3BHK Internal Flat Wiring. | No. | 1.0000 | 1.0000 | 12475 | PVC Copper Wire 4 Sqmm black | Mtrs | 109.0000 | 21.1200 | 158.001.001.005.004.003.001.006.008.005. | 0.0000 | Material | 0 | 0.0000
671575 | A-708-3BHK Internal Flat Wiring. | No. | 1.0000 | 1.0000 | 13068 | PVC Copper Wire 4 Sqmm blue | Mtrs | 28.0000 | 10.0000 | 158.001.001.005.004.003.001.006.008.005. | 0.0000 | Material | 0 | 0.0000
671575 | A-708-3BHK Internal Flat Wiring. | No. | 1.0000 | 1.0000 | 12474 | PVC Copper Wire 4 Sqmm red | Mtrs | 28.0000 | 21.1200 | 158.001.001.005.004.003.001.006.008.005. | 0.0000 | Material | 0 | 0.0000
671575 | A-708-3BHK Internal Flat Wiring. | No. | 1.0000 | 1.0000 | 13067 | PVC Copper Wire 4 Sqmm yellow | Mtrs | 59.0000 | 10.0000 | 158.001.001.005.004.003.001.006.008.005. | 0.0000 | Material | 0 | 0.0000
671575 | A-708-3BHK Internal Flat Wiring. | No. | 1.0000 | 1.0000 | 1010 | RG-6 Co-Axial Cable | Mtrs | 17.0000 | 14.3900 | 158.001.001.005.004.003.001.006.008.005. | 0.0000 | Material | 0 | 0.0000
562874 | A-801-3BHK Internal Electrical work | No. | 1.0000 | 1.0000 | 26454 | 12 Module GI Concealed Box | No. | 2.0000 | 255.0000 | 158.001.001.005.004.003.001.007.001.001. | 255.0000 | Material | 0 | 0.0000
562874 | A-801-3BHK Internal Electrical work | No. | 1.0000 | 1.0000 | 5245 | 12M Plate (575770) | No. | 2.0000 | 225.8600 | 158.001.001.005.004.003.001.007.001.001. | 0.0000 | Material | 0 | 0.0000
562874 | A-801-3BHK Internal Electrical work | No. | 1.0000 | 1.0000 | 26448 | 2 Module GI Concealed Box | No. | 13.0000 | 75.0000 | 158.001.001.005.004.003.001.007.001.001. | 75.0000 | Material | 0 | 0.0000
562874 | A-801-3BHK Internal Electrical work | No. | 1.0000 | 1.0000 | 5250 | 2M Plate (575710) | No. | 13.0000 | 60.4800 | 158.001.001.005.004.003.001.007.001.001. | 0.0000 | Material | 0 | 0.0000
562874 | A-801-3BHK Internal Electrical work | No. | 1.0000 | 1.0000 | 26449 | 3 Module GI Concealed Box | No. | 11.0000 | 105.0000 | 158.001.001.005.004.003.001.007.001.001. | 105.0000 | Material | 0 | 0.0000
562874 | A-801-3BHK Internal Electrical work | No. | 1.0000 | 1.0000 | 5249 | 3M Plate (575720) | No. | 11.0000 | 68.9800 | 158.001.001.005.004.003.001.007.001.001. | 0.0000 | Material | 0 | 0.0000
562874 | A-801-3BHK Internal Electrical work | No. | 1.0000 | 1.0000 | 26450 | 4 Module GI Concealed Box | No. | 4.0000 | 130.0000 | 158.001.001.005.004.003.001.007.001.001. | 130.0000 | Material | 0 | 0.0000
562874 | A-801-3BHK Internal Electrical work | No. | 1.0000 | 1.0000 | 5248 | 4M Plate (575730) | No. | 4.0000 | 72.7600 | 158.001.001.005.004.003.001.007.001.001. | 0.0000 | Material | 0 | 0.0000
562874 | A-801-3BHK Internal Electrical work | No. | 1.0000 | 1.0000 | 26451 | 6 Module GI Concealed Box | No. | 9.0000 | 160.0000 | 158.001.001.005.004.003.001.007.001.001. | 160.0000 | Material | 0 | 0.0000
562874 | A-801-3BHK Internal Electrical work | No. | 1.0000 | 1.0000 | 5247 | 6M Plate (575740) | No. | 9.0000 | 131.3500 | 158.001.001.005.004.003.001.007.001.001. | 0.0000 | Material | 0 | 0.0000
562874 | A-801-3BHK Internal Electrical work | No. | 1.0000 | 1.0000 | 26452 | 8 Module GI Concealed Box | No. | 5.0000 | 215.0000 | 158.001.001.005.004.003.001.007.001.001. | 215.0000 | Material | 0 | 0.0000
562874 | A-801-3BHK Internal Electrical work | No. | 1.0000 | 1.0000 | 5246 | 8M Hzl Plate (575750) | No. | 5.0000 | 144.5800 | 158.001.001.005.004.003.001.007.001.001. | 0.0000 | Material | 0 | 0.0000
567204 | A-801-3BHK Wall Conduting Material | No. | 1.0000 | 1.0000 | 8482 | Flexible Pipe 3/4" | Mtrs | 3.0000 | 5.2500 | 158.001.001.005.004.003.001.007.001.002. | 0.0000 | Material | 0 | 0.0000
567204 | A-801-3BHK Wall Conduting Material | No. | 1.0000 | 1.0000 | 501 | Nails 3" | Kgs | 0.5000 | 63.0000 | 158.001.001.005.004.003.001.007.001.002. | 0.0000 | Material | 0 | 0.0000
567204 | A-801-3BHK Wall Conduting Material | No. | 1.0000 | 1.0000 | 3246 | PVC 1 way Junction Box 1" | No. | 6.0000 | 18.2000 | 158.001.001.005.004.003.001.007.001.002. | 0.0000 | Material | 0 | 0.0000
567204 | A-801-3BHK Wall Conduting Material | No. | 1.0000 | 1.0000 | 838 | PVC Conduit Bend 1" | No. | 15.0000 | 6.3500 | 158.001.001.005.004.003.001.007.001.002. | 6.3500 | Material | 0 | 0.0000
567204 | A-801-3BHK Wall Conduting Material | No. | 1.0000 | 1.0000 | 837 | PVC Conduit Pipe 1" mtrs | Mtrs | 105.0000 | 18.6000 | 158.001.001.005.004.003.001.007.001.002. | 18.6000 | Material | 0 | 0.0000
571958 | A-801-3BHK Internal Flat DB Work | No. | 1.0000 | 1.0000 | 28289 | 10A Single Pole MCB (IH31P0C010) | No. | 3.0000 | 100.0000 | 158.001.001.005.004.003.001.007.001.003. | 100.0000 | Material | 0 | 0.0000
571958 | A-801-3BHK Internal Flat DB Work | No. | 1.0000 | 1.0000 | 28297 | 20A Single Pole MCB (IH31P0C020) | No. | 9.0000 | 300.0000 | 158.001.001.005.004.003.001.007.001.003. | 300.0000 | Material | 0 | 0.0000
571958 | A-801-3BHK Internal Flat DB Work | No. | 1.0000 | 1.0000 | 28545 | 40 AMP RCCB 4 Pole 30ma IH3R440030 | No. | 1.0000 | 118.0000 | 158.001.001.005.004.003.001.007.001.003. | 100.0000 | Material | 45 | 18.0000 | C+S GST 18% I/P RD
571958 | A-801-3BHK Internal Flat DB Work | No. | 1.0000 | 1.0000 | 28777 | 6 Way TPN DB with tel. compartment IHETPNTV006 | No. | 1.0000 | 118.0000 | 158.001.001.005.004.003.001.007.001.003. | 100.0000 | Material | 45 | 18.0000 | C+S GST 18% I/P RD
606867 | A-801-3BHK Int. Flat Switch Socket Material | No. | 1.0000 | 1.0000 | 5238 | 16A 1way switch w indi.(572063 | No. | 12.0000 | 127.5800 | 158.001.001.005.004.003.001.007.001.004. | 0.0000 | Material | 0 | 0.0000
606867 | A-801-3BHK Int. Flat Switch Socket Material | No. | 1.0000 | 1.0000 | 8655 | 16A socket (573471) | No. | 12.0000 | 254.0000 | 158.001.001.005.004.003.001.007.001.004. | 254.0000 | Material | 0 | 0.0000
606867 | A-801-3BHK Int. Flat Switch Socket Material | No. | 1.0000 | 1.0000 | 793 | 6 A Bell Push (573413) | No. | 1.0000 | 22.0500 | 158.001.001.005.004.003.001.007.001.004. | 0.0000 | Material | 0 | 0.0000
606867 | A-801-3BHK Int. Flat Switch Socket Material | No. | 1.0000 | 1.0000 | 7294 | 6A 2 Way Switch (573402) | No. | 6.0000 | 130.0000 | 158.001.001.005.004.003.001.007.001.004. | 0.0000 | Material | 0 | 0.0000
606867 | A-801-3BHK Int. Flat Switch Socket Material | No. | 1.0000 | 1.0000 | 28162 | 6A 3Pin Socket (573424) | No. | 30.0000 | 290.0000 | 158.001.001.005.004.003.001.007.001.004. | 290.0000 | Material | 0 | 0.0000
606867 | A-801-3BHK Int. Flat Switch Socket Material | No. | 1.0000 | 1.0000 | 5240 | 6A One way Switch (573400) | No. | 61.0000 | 72.7600 | 158.001.001.005.004.003.001.007.001.004. | 0.0000 | Material | 0 | 0.0000
606867 | A-801-3BHK Int. Flat Switch Socket Material | No. | 1.0000 | 1.0000 | 2556 | Angle Holder | No. | 6.0000 | 28.0000 | 158.001.001.005.004.003.001.007.001.004. | 0.0000 | Material | 0 | 0.0000
606867 | A-801-3BHK Int. Flat Switch Socket Material | No. | 1.0000 | 1.0000 | 5244 | Blank Plate 1m (573449) | No. | 9.0000 | 19.8400 | 158.001.001.005.004.003.001.007.001.004. | 0.0000 | Material | 0 | 0.0000
606867 | A-801-3BHK Int. Flat Switch Socket Material | No. | 1.0000 | 1.0000 | 1714 | Connector | No. | 5.0000 | 9.0000 | 158.001.001.005.004.003.001.007.001.004. | 0.0000 | Material | 0 | 0.0000
606867 | A-801-3BHK Int. Flat Switch Socket Material | No. | 1.0000 | 1.0000 | 6758 | Fan Step Reg (573469) | No. | 7.0000 | 432.3400 | 158.001.001.005.004.003.001.007.001.004. | 0.0000 | Material | 0 | 0.0000
606867 | A-801-3BHK Int. Flat Switch Socket Material | No. | 1.0000 | 1.0000 | 3287 | Round Plate 4" - No. | No. | 44.0000 | 9.0000 | 158.001.001.005.004.003.001.007.001.004. | 0.0000 | Material | 0 | 0.0000
606867 | A-801-3BHK Int. Flat Switch Socket Material | No. | 1.0000 | 1.0000 | 9555 | Round Plate 6" | No. | 7.0000 | 6.0000 | 158.001.001.005.004.003.001.007.001.004. | 0.0000 | Material | 0 | 0.0000
606867 | A-801-3BHK Int. Flat Switch Socket Material | No. | 1.0000 | 1.0000 | 6757 | T.V. Socket (573425) | No. | 4.0000 | 83.1600 | 158.001.001.005.004.003.001.007.001.004. | 0.0000 | Material | 0 | 0.0000
606867 | A-801-3BHK Int. Flat Switch Socket Material | No. | 1.0000 | 1.0000 | 5242 | Tel. Socket 1mod (573426) | No. | 1.0000 | 79.3800 | 158.001.001.005.004.003.001.007.001.004. | 0.0000 | Material | 0 | 0.0000
671576 | A-801-3BHK Internal Flat Wiring. | No. | 1.0000 | 1.0000 | 23458 | 2 Pair telephone cable | Mtrs | 9.7500 | 50.0000 | 158.001.001.005.004.003.001.007.001.005. | 50.0000 | Material | 0 | 0.0000
671576 | A-801-3BHK Internal Flat Wiring. | No. | 1.0000 | 1.0000 | 12468 | PVC Copper Wire 1.5 Sqmm black | Mtrs | 123.7750 | 8.8600 | 158.001.001.005.004.003.001.007.001.005. | 8.8600 | Material | 0 | 0.0000
671576 | A-801-3BHK Internal Flat Wiring. | No. | 1.0000 | 1.0000 | 12530 | PVC Copper Wire 1.5 Sqmm blue | Mtrs | 139.0000 | 8.8600 | 158.001.001.005.004.003.001.007.001.005. | 8.8600 | Material | 0 | 0.0000
671576 | A-801-3BHK Internal Flat Wiring. | No. | 1.0000 | 1.0000 | 12469 | PVC Copper Wire 1.5 Sqmm green | Mtrs | 78.9800 | 8.8700 | 158.001.001.005.004.003.001.007.001.005. | 0.0000 | Material | 0 | 0.0000
671576 | A-801-3BHK Internal Flat Wiring. | No. | 1.0000 | 1.0000 | 26439 | PVC Copper Wire 1.5 Sqmm Grey | Mtrs | 0.0000 | 100.0000 | 158.001.001.005.004.003.001.007.001.005. | 100.0000 | Material | 0 | 0.0000
671576 | A-801-3BHK Internal Flat Wiring. | No. | 1.0000 | 1.0000 | 12466 | PVC Copper Wire 1.5 Sqmm red | Mtrs | 46.0000 | 8.8700 | 158.001.001.005.004.003.001.007.001.005. | 8.8700 | Material | 0 | 0.0000
671576 | A-801-3BHK Internal Flat Wiring. | No. | 1.0000 | 1.0000 | 12529 | PVC Copper Wire 1.5 Sqmm yellow | Mtrs | 168.0000 | 10.0000 | 158.001.001.005.004.003.001.007.001.005. | 10.0000 | Material | 0 | 0.0000
671576 | A-801-3BHK Internal Flat Wiring. | No. | 1.0000 | 1.0000 | 12471 | PVC Copper Wire 2.5 Sqmm black | Mtrs | 94.0000 | 14.2800 | 158.001.001.005.004.003.001.007.001.005. | 14.2800 | Material | 0 | 0.0000
671576 | A-801-3BHK Internal Flat Wiring. | No. | 1.0000 | 1.0000 | 12527 | PVC Copper Wire 2.5 Sqmm blue | Mtrs | 0 | 14.2800 | 158.001.001.005.004.003.001.007.001.005. | 0.0000 | Material | 0 | 0.0000
671576 | A-801-3BHK Internal Flat Wiring. | No. | 1.0000 | 1.0000 | 12472 | PVC Copper Wire 2.5 Sqmm green | Mtrs | 104.0000 | 14.2800 | 158.001.001.005.004.003.001.007.001.005. | 0.0000 | Material | 0 | 0.0000
671576 | A-801-3BHK Internal Flat Wiring. | No. | 1.0000 | 1.0000 | 12470 | PVC Copper Wire 2.5 Sqmm red | Mtrs | 75.2500 | 14.2800 | 158.001.001.005.004.003.001.007.001.005. | 0.0000 | Material | 0 | 0.0000
671576 | A-801-3BHK Internal Flat Wiring. | No. | 1.0000 | 1.0000 | 12528 | PVC Copper Wire 2.5 Sqmm yellow | Mtrs | 0.0000 | 14.2800 | 158.001.001.005.004.003.001.007.001.005. | 14.2800 | Material | 0 | 0.0000
671576 | A-801-3BHK Internal Flat Wiring. | No. | 1.0000 | 1.0000 | 12475 | PVC Copper Wire 4 Sqmm black | Mtrs | 109.0000 | 21.1200 | 158.001.001.005.004.003.001.007.001.005. | 0.0000 | Material | 0 | 0.0000
671576 | A-801-3BHK Internal Flat Wiring. | No. | 1.0000 | 1.0000 | 13068 | PVC Copper Wire 4 Sqmm blue | Mtrs | 28.0000 | 10.0000 | 158.001.001.005.004.003.001.007.001.005. | 0.0000 | Material | 0 | 0.0000
671576 | A-801-3BHK Internal Flat Wiring. | No. | 1.0000 | 1.0000 | 12474 | PVC Copper Wire 4 Sqmm red | Mtrs | 28.0000 | 21.1200 | 158.001.001.005.004.003.001.007.001.005. | 0.0000 | Material | 0 | 0.0000
671576 | A-801-3BHK Internal Flat Wiring. | No. | 1.0000 | 1.0000 | 13067 | PVC Copper Wire 4 Sqmm yellow | Mtrs | 59.0000 | 10.0000 | 158.001.001.005.004.003.001.007.001.005. | 0.0000 | Material | 0 | 0.0000
671576 | A-801-3BHK Internal Flat Wiring. | No. | 1.0000 | 1.0000 | 1010 | RG-6 Co-Axial Cable | Mtrs | 17.0000 | 14.3900 | 158.001.001.005.004.003.001.007.001.005. | 0.0000 | Material | 0 | 0.0000
562877 | A-802-2BHK Internal Electrical work | No. | 11.0000 | 0.0000 | 26454 | 12 Module GI Concealed Box | No. | 22.0000 | 255.0000 | 158.001.001.005.004.003.001.007.002.001. | 255.0000 | Material | 0 | 0.0000
562877 | A-802-2BHK Internal Electrical work | No. | 11.0000 | 0.0000 | 5245 | 12M Plate (575770) | No. | 22.0000 | 225.8600 | 158.001.001.005.004.003.001.007.002.001. | 0.0000 | Material | 0 | 0.0000
562877 | A-802-2BHK Internal Electrical work | No. | 11.0000 | 0.0000 | 26448 | 2 Module GI Concealed Box | No. | 99.0000 | 75.0000 | 158.001.001.005.004.003.001.007.002.001. | 75.0000 | Material | 0 | 0.0000
562877 | A-802-2BHK Internal Electrical work | No. | 11.0000 | 0.0000 | 5250 | 2M Plate (575710) | No. | 99.0000 | 60.4800 | 158.001.001.005.004.003.001.007.002.001. | 0.0000 | Material | 0 | 0.0000
562877 | A-802-2BHK Internal Electrical work | No. | 11.0000 | 0.0000 | 26449 | 3 Module GI Concealed Box | No. | 121.0000 | 105.0000 | 158.001.001.005.004.003.001.007.002.001. | 105.0000 | Material | 0 | 0.0000
562877 | A-802-2BHK Internal Electrical work | No. | 11.0000 | 0.0000 | 5249 | 3M Plate (575720) | No. | 121.0000 | 68.9800 | 158.001.001.005.004.003.001.007.002.001. | 0.0000 | Material | 0 | 0.0000
562877 | A-802-2BHK Internal Electrical work | No. | 11.0000 | 0.0000 | 26450 | 4 Module GI Concealed Box | No. | 33.0000 | 130.0000 | 158.001.001.005.004.003.001.007.002.001. | 130.0000 | Material | 0 | 0.0000
562877 | A-802-2BHK Internal Electrical work | No. | 11.0000 | 0.0000 | 5248 | 4M Plate (575730) | No. | 33.0000 | 72.7600 | 158.001.001.005.004.003.001.007.002.001. | 0.0000 | Material | 0 | 0.0000
562877 | A-802-2BHK Internal Electrical work | No. | 11.0000 | 0.0000 | 26451 | 6 Module GI Concealed Box | No. | 77.0000 | 160.0000 | 158.001.001.005.004.003.001.007.002.001. | 160.0000 | Material | 0 | 0.0000
562877 | A-802-2BHK Internal Electrical work | No. | 11.0000 | 0.0000 | 5247 | 6M Plate (575740) | No. | 77.0000 | 131.3500 | 158.001.001.005.004.003.001.007.002.001. | 0.0000 | Material | 0 | 0.0000
562877 | A-802-2BHK Internal Electrical work | No. | 11.0000 | 0.0000 | 26452 | 8 Module GI Concealed Box | No. | 44.0000 | 215.0000 | 158.001.001.005.004.003.001.007.002.001. | 215.0000 | Material | 0 | 0.0000
562877 | A-802-2BHK Internal Electrical work | No. | 11.0000 | 0.0000 | 5246 | 8M Hzl Plate (575750) | No. | 44.0000 | 144.5800 | 158.001.001.005.004.003.001.007.002.001. | 0.0000 | Material | 0 | 0.0000
567210 | A-802-2BHK Wall Conduting Material 2BHK | No. | 1.0000 | 1.0000 | 8482 | Flexible Pipe 3/4" | Mtrs | 3.0000 | 5.2500 | 158.001.001.005.004.003.001.007.002.002. | 0.0000 | Material | 0 | 0.0000
567210 | A-802-2BHK Wall Conduting Material 2BHK | No. | 1.0000 | 1.0000 | 501 | Nails 3" | Kgs | 0.5000 | 63.0000 | 158.001.001.005.004.003.001.007.002.002. | 0.0000 | Material | 0 | 0.0000
567210 | A-802-2BHK Wall Conduting Material 2BHK | No. | 1.0000 | 1.0000 | 3246 | PVC 1 way Junction Box 1" | No. | 4.0000 | 18.2000 | 158.001.001.005.004.003.001.007.002.002. | 0.0000 | Material | 0 | 0.0000
567210 | A-802-2BHK Wall Conduting Material 2BHK | No. | 1.0000 | 1.0000 | 838 | PVC Conduit Bend 1" | No. | 13.0000 | 6.3500 | 158.001.001.005.004.003.001.007.002.002. | 6.3500 | Material | 0 | 0.0000
567210 | A-802-2BHK Wall Conduting Material 2BHK | No. | 1.0000 | 1.0000 | 837 | PVC Conduit Pipe 1" mtrs | Mtrs | 90.0000 | 18.6000 | 158.001.001.005.004.003.001.007.002.002. | 18.6000 | Material | 0 | 0.0000
571959 | A-802-2BHK Internal Flat DB Work | No. | 1.0000 | 1.0000 | 28289 | 10A Single Pole MCB (IH31P0C010) | No. | 4.0000 | 100.0000 | 158.001.001.005.004.003.001.007.002.003. | 100.0000 | Material | 0 | 0.0000
571959 | A-802-2BHK Internal Flat DB Work | No. | 1.0000 | 1.0000 | 28297 | 20A Single Pole MCB (IH31P0C020) | No. | 8.0000 | 300.0000 | 158.001.001.005.004.003.001.007.002.003. | 300.0000 | Material | 0 | 0.0000
571959 | A-802-2BHK Internal Flat DB Work | No. | 1.0000 | 1.0000 | 28776 | 4 Way TPN DB with tel. compartment IHETPNYV004 | No. | 1.0000 | 118.0000 | 158.001.001.005.004.003.001.007.002.003. | 100.0000 | Material | 45 | 18.0000 | C+S GST 18% I/P RD
571959 | A-802-2BHK Internal Flat DB Work | No. | 1.0000 | 1.0000 | 28545 | 40 AMP RCCB 4 Pole 30ma IH3R440030 | No. | 1.0000 | 118.0000 | 158.001.001.005.004.003.001.007.002.003. | 100.0000 | Material | 45 | 18.0000 | C+S GST 18% I/P RD
610543 | A-802-2BHK Int. Flat Switch Socket Material | No. | 1.0000 | 1.0000 | 5238 | 16A 1way switch w indi.(572063 | No. | 8.0000 | 127.5800 | 158.001.001.005.004.003.001.007.002.004. | 0.0000 | Material | 0 | 0.0000
610543 | A-802-2BHK Int. Flat Switch Socket Material | No. | 1.0000 | 1.0000 | 8655 | 16A socket (573471) | No. | 10.0000 | 254.0000 | 158.001.001.005.004.003.001.007.002.004. | 254.0000 | Material | 0 | 0.0000
610543 | A-802-2BHK Int. Flat Switch Socket Material | No. | 1.0000 | 1.0000 | 793 | 6 A Bell Push (573413) | No. | 1.0000 | 22.0500 | 158.001.001.005.004.003.001.007.002.004. | 0.0000 | Material | 0 | 0.0000
610543 | A-802-2BHK Int. Flat Switch Socket Material | No. | 1.0000 | 1.0000 | 7294 | 6A 2 Way Switch (573402) | No. | 4.0000 | 130.0000 | 158.001.001.005.004.003.001.007.002.004. | 0.0000 | Material | 0 | 0.0000
610543 | A-802-2BHK Int. Flat Switch Socket Material | No. | 1.0000 | 1.0000 | 28162 | 6A 3Pin Socket (573424) | No. | 25.0000 | 290.0000 | 158.001.001.005.004.003.001.007.002.004. | 290.0000 | Material | 0 | 0.0000
610543 | A-802-2BHK Int. Flat Switch Socket Material | No. | 1.0000 | 1.0000 | 5240 | 6A One way Switch (573400) | No. | 51.0000 | 72.7600 | 158.001.001.005.004.003.001.007.002.004. | 0.0000 | Material | 0 | 0.0000
610543 | A-802-2BHK Int. Flat Switch Socket Material | No. | 1.0000 | 1.0000 | 2556 | Angle Holder | No. | 5.0000 | 28.0000 | 158.001.001.005.004.003.001.007.002.004. | 0.0000 | Material | 0 | 0.0000
610543 | A-802-2BHK Int. Flat Switch Socket Material | No. | 1.0000 | 1.0000 | 5244 | Blank Plate 1m (573449) | No. | 9.0000 | 19.8400 | 158.001.001.005.004.003.001.007.002.004. | 0.0000 | Material | 0 | 0.0000
610543 | A-802-2BHK Int. Flat Switch Socket Material | No. | 1.0000 | 1.0000 | 1714 | Connector | No. | 4.0000 | 9.0000 | 158.001.001.005.004.003.001.007.002.004. | 0.0000 | Material | 0 | 0.0000
610543 | A-802-2BHK Int. Flat Switch Socket Material | No. | 1.0000 | 1.0000 | 6758 | Fan Step Reg (573469) | No. | 6.0000 | 432.3400 | 158.001.001.005.004.003.001.007.002.004. | 0.0000 | Material | 0 | 0.0000
610543 | A-802-2BHK Int. Flat Switch Socket Material | No. | 1.0000 | 1.0000 | 3287 | Round Plate 4" - No. | No. | 38.0000 | 9.0000 | 158.001.001.005.004.003.001.007.002.004. | 0.0000 | Material | 0 | 0.0000
610543 | A-802-2BHK Int. Flat Switch Socket Material | No. | 1.0000 | 1.0000 | 9555 | Round Plate 6" | No. | 6.0000 | 6.0000 | 158.001.001.005.004.003.001.007.002.004. | 0.0000 | Material | 0 | 0.0000
610543 | A-802-2BHK Int. Flat Switch Socket Material | No. | 1.0000 | 1.0000 | 6757 | T.V. Socket (573425) | No. | 3.0000 | 83.1600 | 158.001.001.005.004.003.001.007.002.004. | 0.0000 | Material | 0 | 0.0000
610543 | A-802-2BHK Int. Flat Switch Socket Material | No. | 1.0000 | 1.0000 | 5242 | Tel. Socket 1mod (573426) | No. | 1.0000 | 79.3800 | 158.001.001.005.004.003.001.007.002.004. | 0.0000 | Material | 0 | 0.0000
671577 | A-802-2BHK Internal Flat Wiring. | No. | 1.0000 | 1.0000 | 23458 | 2 Pair telephone cable | Mtrs | 0.0000 | 50.0000 | 158.001.001.005.004.003.001.007.002.005. | 50.0000 | Material | 0 | 0.0000
671577 | A-802-2BHK Internal Flat Wiring. | No. | 1.0000 | 1.0000 | 12468 | PVC Copper Wire 1.5 Sqmm black | Mtrs | 123.7750 | 8.8600 | 158.001.001.005.004.003.001.007.002.005. | 8.8600 | Material | 0 | 0.0000
671577 | A-802-2BHK Internal Flat Wiring. | No. | 1.0000 | 1.0000 | 12530 | PVC Copper Wire 1.5 Sqmm blue | Mtrs | 105.7500 | 8.8600 | 158.001.001.005.004.003.001.007.002.005. | 8.8600 | Material | 0 | 0.0000
671577 | A-802-2BHK Internal Flat Wiring. | No. | 1.0000 | 1.0000 | 12469 | PVC Copper Wire 1.5 Sqmm green | Mtrs | 78.9800 | 8.8700 | 158.001.001.005.004.003.001.007.002.005. | 0.0000 | Material | 0 | 0.0000
671577 | A-802-2BHK Internal Flat Wiring. | No. | 1.0000 | 1.0000 | 26439 | PVC Copper Wire 1.5 Sqmm Grey | Mtrs | 0.0000 | 100.0000 | 158.001.001.005.004.003.001.007.002.005. | 100.0000 | Material | 0 | 0.0000
671577 | A-802-2BHK Internal Flat Wiring. | No. | 1.0000 | 1.0000 | 12466 | PVC Copper Wire 1.5 Sqmm red | Mtrs | 35.5000 | 8.8700 | 158.001.001.005.004.003.001.007.002.005. | 8.8700 | Material | 0 | 0.0000
671577 | A-802-2BHK Internal Flat Wiring. | No. | 1.0000 | 1.0000 | 12529 | PVC Copper Wire 1.5 Sqmm yellow | Mtrs | 151.3250 | 10.0000 | 158.001.001.005.004.003.001.007.002.005. | 10.0000 | Material | 0 | 0.0000
671577 | A-802-2BHK Internal Flat Wiring. | No. | 1.0000 | 1.0000 | 12471 | PVC Copper Wire 2.5 Sqmm black | Mtrs | 110.7250 | 14.2800 | 158.001.001.005.004.003.001.007.002.005. | 14.2800 | Material | 0 | 0.0000
671577 | A-802-2BHK Internal Flat Wiring. | No. | 1.0000 | 1.0000 | 12527 | PVC Copper Wire 2.5 Sqmm blue | Mtrs | 0 | 14.2800 | 158.001.001.005.004.003.001.007.002.005. | 0.0000 | Material | 0 | 0.0000
671577 | A-802-2BHK Internal Flat Wiring. | No. | 1.0000 | 1.0000 | 12472 | PVC Copper Wire 2.5 Sqmm green | Mtrs | 65.9800 | 14.2800 | 158.001.001.005.004.003.001.007.002.005. | 0.0000 | Material | 0 | 0.0000
671577 | A-802-2BHK Internal Flat Wiring. | No. | 1.0000 | 1.0000 | 12470 | PVC Copper Wire 2.5 Sqmm red | Mtrs | 75.2500 | 14.2800 | 158.001.001.005.004.003.001.007.002.005. | 0.0000 | Material | 0 | 0.0000
671577 | A-802-2BHK Internal Flat Wiring. | No. | 1.0000 | 1.0000 | 12528 | PVC Copper Wire 2.5 Sqmm yellow | Mtrs | 0.0000 | 14.2800 | 158.001.001.005.004.003.001.007.002.005. | 14.2800 | Material | 0 | 0.0000
671577 | A-802-2BHK Internal Flat Wiring. | No. | 1.0000 | 1.0000 | 12475 | PVC Copper Wire 4 Sqmm black | Mtrs | 115.8500 | 21.1200 | 158.001.001.005.004.003.001.007.002.005. | 0.0000 | Material | 0 | 0.0000
671577 | A-802-2BHK Internal Flat Wiring. | No. | 1.0000 | 1.0000 | 13068 | PVC Copper Wire 4 Sqmm blue | Mtrs | 77.5000 | 10.0000 | 158.001.001.005.004.003.001.007.002.005. | 0.0000 | Material | 0 | 0.0000
671577 | A-802-2BHK Internal Flat Wiring. | No. | 1.0000 | 1.0000 | 12474 | PVC Copper Wire 4 Sqmm red | Mtrs | 0.0000 | 21.1200 | 158.001.001.005.004.003.001.007.002.005. | 0.0000 | Material | 0 | 0.0000
671577 | A-802-2BHK Internal Flat Wiring. | No. | 1.0000 | 1.0000 | 13067 | PVC Copper Wire 4 Sqmm yellow | Mtrs | 81.9250 | 10.0000 | 158.001.001.005.004.003.001.007.002.005. | 0.0000 | Material | 0 | 0.0000
671577 | A-802-2BHK Internal Flat Wiring. | No. | 1.0000 | 1.0000 | 1010 | RG-6 Co-Axial Cable | Mtrs | 0.0000 | 14.3900 | 158.001.001.005.004.003.001.007.002.005. | 0.0000 | Material | 0 | 0.0000
562878 | A-803-2BHK Internal Electrical work | No. | 1.0000 | 1.0000 | 26454 | 12 Module GI Concealed Box | No. | 2.0000 | 255.0000 | 158.001.001.005.004.003.001.007.003.001. | 255.0000 | Material | 0 | 0.0000
562878 | A-803-2BHK Internal Electrical work | No. | 1.0000 | 1.0000 | 5245 | 12M Plate (575770) | No. | 2.0000 | 225.8600 | 158.001.001.005.004.003.001.007.003.001. | 0.0000 | Material | 0 | 0.0000
562878 | A-803-2BHK Internal Electrical work | No. | 1.0000 | 1.0000 | 26448 | 2 Module GI Concealed Box | No. | 9.0000 | 75.0000 | 158.001.001.005.004.003.001.007.003.001. | 75.0000 | Material | 0 | 0.0000
562878 | A-803-2BHK Internal Electrical work | No. | 1.0000 | 1.0000 | 5250 | 2M Plate (575710) | No. | 9.0000 | 60.4800 | 158.001.001.005.004.003.001.007.003.001. | 0.0000 | Material | 0 | 0.0000
562878 | A-803-2BHK Internal Electrical work | No. | 1.0000 | 1.0000 | 26449 | 3 Module GI Concealed Box | No. | 11.0000 | 105.0000 | 158.001.001.005.004.003.001.007.003.001. | 105.0000 | Material | 0 | 0.0000
562878 | A-803-2BHK Internal Electrical work | No. | 1.0000 | 1.0000 | 5249 | 3M Plate (575720) | No. | 11.0000 | 68.9800 | 158.001.001.005.004.003.001.007.003.001. | 0.0000 | Material | 0 | 0.0000
562878 | A-803-2BHK Internal Electrical work | No. | 1.0000 | 1.0000 | 26450 | 4 Module GI Concealed Box | No. | 3.0000 | 130.0000 | 158.001.001.005.004.003.001.007.003.001. | 130.0000 | Material | 0 | 0.0000
562878 | A-803-2BHK Internal Electrical work | No. | 1.0000 | 1.0000 | 5248 | 4M Plate (575730) | No. | 3.0000 | 72.7600 | 158.001.001.005.004.003.001.007.003.001. | 0.0000 | Material | 0 | 0.0000
562878 | A-803-2BHK Internal Electrical work | No. | 1.0000 | 1.0000 | 26451 | 6 Module GI Concealed Box | No. | 7.0000 | 160.0000 | 158.001.001.005.004.003.001.007.003.001. | 160.0000 | Material | 0 | 0.0000
562878 | A-803-2BHK Internal Electrical work | No. | 1.0000 | 1.0000 | 5247 | 6M Plate (575740) | No. | 7.0000 | 131.3500 | 158.001.001.005.004.003.001.007.003.001. | 0.0000 | Material | 0 | 0.0000
562878 | A-803-2BHK Internal Electrical work | No. | 1.0000 | 1.0000 | 26452 | 8 Module GI Concealed Box | No. | 4.0000 | 215.0000 | 158.001.001.005.004.003.001.007.003.001. | 215.0000 | Material | 0 | 0.0000
562878 | A-803-2BHK Internal Electrical work | No. | 1.0000 | 1.0000 | 5246 | 8M Hzl Plate (575750) | No. | 4.0000 | 144.5800 | 158.001.001.005.004.003.001.007.003.001. | 0.0000 | Material | 0 | 0.0000
567211 | A-803-2BHK Wall Conduting Material 2BHK | No. | 1.0000 | 1.0000 | 8482 | Flexible Pipe 3/4" | Mtrs | 3.0000 | 5.2500 | 158.001.001.005.004.003.001.007.003.002. | 0.0000 | Material | 0 | 0.0000
567211 | A-803-2BHK Wall Conduting Material 2BHK | No. | 1.0000 | 1.0000 | 501 | Nails 3" | Kgs | 0.5000 | 63.0000 | 158.001.001.005.004.003.001.007.003.002. | 0.0000 | Material | 0 | 0.0000
567211 | A-803-2BHK Wall Conduting Material 2BHK | No. | 1.0000 | 1.0000 | 3246 | PVC 1 way Junction Box 1" | No. | 4.0000 | 18.2000 | 158.001.001.005.004.003.001.007.003.002. | 0.0000 | Material | 0 | 0.0000
567211 | A-803-2BHK Wall Conduting Material 2BHK | No. | 1.0000 | 1.0000 | 838 | PVC Conduit Bend 1" | No. | 13.0000 | 6.3500 | 158.001.001.005.004.003.001.007.003.002. | 6.3500 | Material | 0 | 0.0000
567211 | A-803-2BHK Wall Conduting Material 2BHK | No. | 1.0000 | 1.0000 | 837 | PVC Conduit Pipe 1" mtrs | Mtrs | 90.0000 | 18.6000 | 158.001.001.005.004.003.001.007.003.002. | 18.6000 | Material | 0 | 0.0000
571960 | A-803-2BHK Internal Flat DB Work | No. | 1.0000 | 1.0000 | 28289 | 10A Single Pole MCB (IH31P0C010) | No. | 4.0000 | 100.0000 | 158.001.001.005.004.003.001.007.003.003. | 100.0000 | Material | 0 | 0.0000
571960 | A-803-2BHK Internal Flat DB Work | No. | 1.0000 | 1.0000 | 28297 | 20A Single Pole MCB (IH31P0C020) | No. | 8.0000 | 300.0000 | 158.001.001.005.004.003.001.007.003.003. | 300.0000 | Material | 0 | 0.0000
571960 | A-803-2BHK Internal Flat DB Work | No. | 1.0000 | 1.0000 | 28776 | 4 Way TPN DB with tel. compartment IHETPNYV004 | No. | 1.0000 | 118.0000 | 158.001.001.005.004.003.001.007.003.003. | 100.0000 | Material | 45 | 18.0000 | C+S GST 18% I/P RD
571960 | A-803-2BHK Internal Flat DB Work | No. | 1.0000 | 1.0000 | 28545 | 40 AMP RCCB 4 Pole 30ma IH3R440030 | No. | 1.0000 | 118.0000 | 158.001.001.005.004.003.001.007.003.003. | 100.0000 | Material | 45 | 18.0000 | C+S GST 18% I/P RD
610544 | A-803-2BHK Int. Flat Switch Socket Material | No. | 1.0000 | 1.0000 | 5238 | 16A 1way switch w indi.(572063 | No. | 8.0000 | 127.5800 | 158.001.001.005.004.003.001.007.003.004. | 0.0000 | Material | 0 | 0.0000
610544 | A-803-2BHK Int. Flat Switch Socket Material | No. | 1.0000 | 1.0000 | 8655 | 16A socket (573471) | No. | 10.0000 | 254.0000 | 158.001.001.005.004.003.001.007.003.004. | 254.0000 | Material | 0 | 0.0000
610544 | A-803-2BHK Int. Flat Switch Socket Material | No. | 1.0000 | 1.0000 | 793 | 6 A Bell Push (573413) | No. | 1.0000 | 22.0500 | 158.001.001.005.004.003.001.007.003.004. | 0.0000 | Material | 0 | 0.0000
610544 | A-803-2BHK Int. Flat Switch Socket Material | No. | 1.0000 | 1.0000 | 7294 | 6A 2 Way Switch (573402) | No. | 4.0000 | 130.0000 | 158.001.001.005.004.003.001.007.003.004. | 0.0000 | Material | 0 | 0.0000
610544 | A-803-2BHK Int. Flat Switch Socket Material | No. | 1.0000 | 1.0000 | 28162 | 6A 3Pin Socket (573424) | No. | 25.0000 | 290.0000 | 158.001.001.005.004.003.001.007.003.004. | 290.0000 | Material | 0 | 0.0000
610544 | A-803-2BHK Int. Flat Switch Socket Material | No. | 1.0000 | 1.0000 | 5240 | 6A One way Switch (573400) | No. | 51.0000 | 72.7600 | 158.001.001.005.004.003.001.007.003.004. | 0.0000 | Material | 0 | 0.0000
610544 | A-803-2BHK Int. Flat Switch Socket Material | No. | 1.0000 | 1.0000 | 2556 | Angle Holder | No. | 5.0000 | 28.0000 | 158.001.001.005.004.003.001.007.003.004. | 0.0000 | Material | 0 | 0.0000
610544 | A-803-2BHK Int. Flat Switch Socket Material | No. | 1.0000 | 1.0000 | 5244 | Blank Plate 1m (573449) | No. | 9.0000 | 19.8400 | 158.001.001.005.004.003.001.007.003.004. | 0.0000 | Material | 0 | 0.0000
610544 | A-803-2BHK Int. Flat Switch Socket Material | No. | 1.0000 | 1.0000 | 1714 | Connector | No. | 4.0000 | 9.0000 | 158.001.001.005.004.003.001.007.003.004. | 0.0000 | Material | 0 | 0.0000
610544 | A-803-2BHK Int. Flat Switch Socket Material | No. | 1.0000 | 1.0000 | 6758 | Fan Step Reg (573469) | No. | 6.0000 | 432.3400 | 158.001.001.005.004.003.001.007.003.004. | 0.0000 | Material | 0 | 0.0000
610544 | A-803-2BHK Int. Flat Switch Socket Material | No. | 1.0000 | 1.0000 | 3287 | Round Plate 4" - No. | No. | 38.0000 | 9.0000 | 158.001.001.005.004.003.001.007.003.004. | 0.0000 | Material | 0 | 0.0000
610544 | A-803-2BHK Int. Flat Switch Socket Material | No. | 1.0000 | 1.0000 | 9555 | Round Plate 6" | No. | 6.0000 | 6.0000 | 158.001.001.005.004.003.001.007.003.004. | 0.0000 | Material | 0 | 0.0000
610544 | A-803-2BHK Int. Flat Switch Socket Material | No. | 1.0000 | 1.0000 | 6757 | T.V. Socket (573425) | No. | 3.0000 | 83.1600 | 158.001.001.005.004.003.001.007.003.004. | 0.0000 | Material | 0 | 0.0000
610544 | A-803-2BHK Int. Flat Switch Socket Material | No. | 1.0000 | 1.0000 | 5242 | Tel. Socket 1mod (573426) | No. | 1.0000 | 79.3800 | 158.001.001.005.004.003.001.007.003.004. | 0.0000 | Material | 0 | 0.0000
671578 | A-803-2BHK Internal Flat Wiring. | No. | 1.0000 | 1.0000 | 23458 | 2 Pair telephone cable | Mtrs | 0.0000 | 50.0000 | 158.001.001.005.004.003.001.007.003.005. | 50.0000 | Material | 0 | 0.0000
671578 | A-803-2BHK Internal Flat Wiring. | No. | 1.0000 | 1.0000 | 12468 | PVC Copper Wire 1.5 Sqmm black | Mtrs | 123.7750 | 8.8600 | 158.001.001.005.004.003.001.007.003.005. | 8.8600 | Material | 0 | 0.0000
671578 | A-803-2BHK Internal Flat Wiring. | No. | 1.0000 | 1.0000 | 12530 | PVC Copper Wire 1.5 Sqmm blue | Mtrs | 105.7500 | 8.8600 | 158.001.001.005.004.003.001.007.003.005. | 8.8600 | Material | 0 | 0.0000
671578 | A-803-2BHK Internal Flat Wiring. | No. | 1.0000 | 1.0000 | 12469 | PVC Copper Wire 1.5 Sqmm green | Mtrs | 78.9800 | 8.8700 | 158.001.001.005.004.003.001.007.003.005. | 0.0000 | Material | 0 | 0.0000
671578 | A-803-2BHK Internal Flat Wiring. | No. | 1.0000 | 1.0000 | 26439 | PVC Copper Wire 1.5 Sqmm Grey | Mtrs | 0.0000 | 100.0000 | 158.001.001.005.004.003.001.007.003.005. | 100.0000 | Material | 0 | 0.0000
671578 | A-803-2BHK Internal Flat Wiring. | No. | 1.0000 | 1.0000 | 12466 | PVC Copper Wire 1.5 Sqmm red | Mtrs | 35.5000 | 8.8700 | 158.001.001.005.004.003.001.007.003.005. | 8.8700 | Material | 0 | 0.0000
671578 | A-803-2BHK Internal Flat Wiring. | No. | 1.0000 | 1.0000 | 12529 | PVC Copper Wire 1.5 Sqmm yellow | Mtrs | 151.3250 | 10.0000 | 158.001.001.005.004.003.001.007.003.005. | 10.0000 | Material | 0 | 0.0000
671578 | A-803-2BHK Internal Flat Wiring. | No. | 1.0000 | 1.0000 | 12471 | PVC Copper Wire 2.5 Sqmm black | Mtrs | 110.7250 | 14.2800 | 158.001.001.005.004.003.001.007.003.005. | 14.2800 | Material | 0 | 0.0000
671578 | A-803-2BHK Internal Flat Wiring. | No. | 1.0000 | 1.0000 | 12527 | PVC Copper Wire 2.5 Sqmm blue | Mtrs | 0 | 14.2800 | 158.001.001.005.004.003.001.007.003.005. | 0.0000 | Material | 0 | 0.0000
671578 | A-803-2BHK Internal Flat Wiring. | No. | 1.0000 | 1.0000 | 12472 | PVC Copper Wire 2.5 Sqmm green | Mtrs | 65.9800 | 14.2800 | 158.001.001.005.004.003.001.007.003.005. | 0.0000 | Material | 0 | 0.0000
671578 | A-803-2BHK Internal Flat Wiring. | No. | 1.0000 | 1.0000 | 12470 | PVC Copper Wire 2.5 Sqmm red | Mtrs | 75.2500 | 14.2800 | 158.001.001.005.004.003.001.007.003.005. | 0.0000 | Material | 0 | 0.0000
671578 | A-803-2BHK Internal Flat Wiring. | No. | 1.0000 | 1.0000 | 12528 | PVC Copper Wire 2.5 Sqmm yellow | Mtrs | 0.0000 | 14.2800 | 158.001.001.005.004.003.001.007.003.005. | 14.2800 | Material | 0 | 0.0000
671578 | A-803-2BHK Internal Flat Wiring. | No. | 1.0000 | 1.0000 | 12475 | PVC Copper Wire 4 Sqmm black | Mtrs | 115.8500 | 21.1200 | 158.001.001.005.004.003.001.007.003.005. | 0.0000 | Material | 0 | 0.0000
671578 | A-803-2BHK Internal Flat Wiring. | No. | 1.0000 | 1.0000 | 13068 | PVC Copper Wire 4 Sqmm blue | Mtrs | 77.5000 | 10.0000 | 158.001.001.005.004.003.001.007.003.005. | 0.0000 | Material | 0 | 0.0000
671578 | A-803-2BHK Internal Flat Wiring. | No. | 1.0000 | 1.0000 | 12474 | PVC Copper Wire 4 Sqmm red | Mtrs | 0.0000 | 21.1200 | 158.001.001.005.004.003.001.007.003.005. | 0.0000 | Material | 0 | 0.0000
671578 | A-803-2BHK Internal Flat Wiring. | No. | 1.0000 | 1.0000 | 13067 | PVC Copper Wire 4 Sqmm yellow | Mtrs | 81.9250 | 10.0000 | 158.001.001.005.004.003.001.007.003.005. | 0.0000 | Material | 0 | 0.0000
671578 | A-803-2BHK Internal Flat Wiring. | No. | 1.0000 | 1.0000 | 1010 | RG-6 Co-Axial Cable | Mtrs | 0.0000 | 14.3900 | 158.001.001.005.004.003.001.007.003.005. | 0.0000 | Material | 0 | 0.0000
562879 | A-804-2BHK Internal Electrical work | No. | 1.0000 | 1.0000 | 26454 | 12 Module GI Concealed Box | No. | 2.0000 | 255.0000 | 158.001.001.005.004.003.001.007.004.001. | 255.0000 | Material | 0 | 0.0000
562879 | A-804-2BHK Internal Electrical work | No. | 1.0000 | 1.0000 | 5245 | 12M Plate (575770) | No. | 2.0000 | 225.8600 | 158.001.001.005.004.003.001.007.004.001. | 0.0000 | Material | 0 | 0.0000
562879 | A-804-2BHK Internal Electrical work | No. | 1.0000 | 1.0000 | 26448 | 2 Module GI Concealed Box | No. | 9.0000 | 75.0000 | 158.001.001.005.004.003.001.007.004.001. | 75.0000 | Material | 0 | 0.0000
562879 | A-804-2BHK Internal Electrical work | No. | 1.0000 | 1.0000 | 5250 | 2M Plate (575710) | No. | 9.0000 | 60.4800 | 158.001.001.005.004.003.001.007.004.001. | 0.0000 | Material | 0 | 0.0000
562879 | A-804-2BHK Internal Electrical work | No. | 1.0000 | 1.0000 | 26449 | 3 Module GI Concealed Box | No. | 11.0000 | 105.0000 | 158.001.001.005.004.003.001.007.004.001. | 105.0000 | Material | 0 | 0.0000
562879 | A-804-2BHK Internal Electrical work | No. | 1.0000 | 1.0000 | 5249 | 3M Plate (575720) | No. | 11.0000 | 68.9800 | 158.001.001.005.004.003.001.007.004.001. | 0.0000 | Material | 0 | 0.0000
562879 | A-804-2BHK Internal Electrical work | No. | 1.0000 | 1.0000 | 26450 | 4 Module GI Concealed Box | No. | 3.0000 | 130.0000 | 158.001.001.005.004.003.001.007.004.001. | 130.0000 | Material | 0 | 0.0000
562879 | A-804-2BHK Internal Electrical work | No. | 1.0000 | 1.0000 | 5248 | 4M Plate (575730) | No. | 3.0000 | 72.7600 | 158.001.001.005.004.003.001.007.004.001. | 0.0000 | Material | 0 | 0.0000
562879 | A-804-2BHK Internal Electrical work | No. | 1.0000 | 1.0000 | 26451 | 6 Module GI Concealed Box | No. | 7.0000 | 160.0000 | 158.001.001.005.004.003.001.007.004.001. | 160.0000 | Material | 0 | 0.0000
562879 | A-804-2BHK Internal Electrical work | No. | 1.0000 | 1.0000 | 5247 | 6M Plate (575740) | No. | 7.0000 | 131.3500 | 158.001.001.005.004.003.001.007.004.001. | 0.0000 | Material | 0 | 0.0000
562879 | A-804-2BHK Internal Electrical work | No. | 1.0000 | 1.0000 | 26452 | 8 Module GI Concealed Box | No. | 4.0000 | 215.0000 | 158.001.001.005.004.003.001.007.004.001. | 215.0000 | Material | 0 | 0.0000
562879 | A-804-2BHK Internal Electrical work | No. | 1.0000 | 1.0000 | 5246 | 8M Hzl Plate (575750) | No. | 4.0000 | 144.5800 | 158.001.001.005.004.003.001.007.004.001. | 0.0000 | Material | 0 | 0.0000
567212 | A-804-2BHK Wall Conduting Material 2BHK | No. | 1.0000 | 1.0000 | 8482 | Flexible Pipe 3/4" | Mtrs | 3.0000 | 5.2500 | 158.001.001.005.004.003.001.007.004.002. | 0.0000 | Material | 0 | 0.0000
567212 | A-804-2BHK Wall Conduting Material 2BHK | No. | 1.0000 | 1.0000 | 501 | Nails 3" | Kgs | 0.5000 | 63.0000 | 158.001.001.005.004.003.001.007.004.002. | 0.0000 | Material | 0 | 0.0000
567212 | A-804-2BHK Wall Conduting Material 2BHK | No. | 1.0000 | 1.0000 | 3246 | PVC 1 way Junction Box 1" | No. | 4.0000 | 18.2000 | 158.001.001.005.004.003.001.007.004.002. | 0.0000 | Material | 0 | 0.0000
567212 | A-804-2BHK Wall Conduting Material 2BHK | No. | 1.0000 | 1.0000 | 838 | PVC Conduit Bend 1" | No. | 13.0000 | 6.3500 | 158.001.001.005.004.003.001.007.004.002. | 6.3500 | Material | 0 | 0.0000
567212 | A-804-2BHK Wall Conduting Material 2BHK | No. | 1.0000 | 1.0000 | 837 | PVC Conduit Pipe 1" mtrs | Mtrs | 90.0000 | 18.6000 | 158.001.001.005.004.003.001.007.004.002. | 18.6000 | Material | 0 | 0.0000
571961 | A-804-2BHK Internal Flat DB Work | No. | 1.0000 | 1.0000 | 28289 | 10A Single Pole MCB (IH31P0C010) | No. | 4.0000 | 100.0000 | 158.001.001.005.004.003.001.007.004.003. | 100.0000 | Material | 0 | 0.0000
571961 | A-804-2BHK Internal Flat DB Work | No. | 1.0000 | 1.0000 | 28297 | 20A Single Pole MCB (IH31P0C020) | No. | 8.0000 | 300.0000 | 158.001.001.005.004.003.001.007.004.003. | 300.0000 | Material | 0 | 0.0000
571961 | A-804-2BHK Internal Flat DB Work | No. | 1.0000 | 1.0000 | 28776 | 4 Way TPN DB with tel. compartment IHETPNYV004 | No. | 1.0000 | 118.0000 | 158.001.001.005.004.003.001.007.004.003. | 100.0000 | Material | 45 | 18.0000 | C+S GST 18% I/P RD
571961 | A-804-2BHK Internal Flat DB Work | No. | 1.0000 | 1.0000 | 28545 | 40 AMP RCCB 4 Pole 30ma IH3R440030 | No. | 1.0000 | 118.0000 | 158.001.001.005.004.003.001.007.004.003. | 100.0000 | Material | 45 | 18.0000 | C+S GST 18% I/P RD
610545 | A-804-2BHK Int. Flat Switch Socket Material | No. | 1.0000 | 1.0000 | 5238 | 16A 1way switch w indi.(572063 | No. | 8.0000 | 127.5800 | 158.001.001.005.004.003.001.007.004.004. | 0.0000 | Material | 0 | 0.0000
610545 | A-804-2BHK Int. Flat Switch Socket Material | No. | 1.0000 | 1.0000 | 8655 | 16A socket (573471) | No. | 10.0000 | 254.0000 | 158.001.001.005.004.003.001.007.004.004. | 254.0000 | Material | 0 | 0.0000
610545 | A-804-2BHK Int. Flat Switch Socket Material | No. | 1.0000 | 1.0000 | 793 | 6 A Bell Push (573413) | No. | 1.0000 | 22.0500 | 158.001.001.005.004.003.001.007.004.004. | 0.0000 | Material | 0 | 0.0000
610545 | A-804-2BHK Int. Flat Switch Socket Material | No. | 1.0000 | 1.0000 | 7294 | 6A 2 Way Switch (573402) | No. | 4.0000 | 130.0000 | 158.001.001.005.004.003.001.007.004.004. | 0.0000 | Material | 0 | 0.0000
610545 | A-804-2BHK Int. Flat Switch Socket Material | No. | 1.0000 | 1.0000 | 28162 | 6A 3Pin Socket (573424) | No. | 25.0000 | 290.0000 | 158.001.001.005.004.003.001.007.004.004. | 290.0000 | Material | 0 | 0.0000
610545 | A-804-2BHK Int. Flat Switch Socket Material | No. | 1.0000 | 1.0000 | 5240 | 6A One way Switch (573400) | No. | 51.0000 | 72.7600 | 158.001.001.005.004.003.001.007.004.004. | 0.0000 | Material | 0 | 0.0000
610545 | A-804-2BHK Int. Flat Switch Socket Material | No. | 1.0000 | 1.0000 | 2556 | Angle Holder | No. | 5.0000 | 28.0000 | 158.001.001.005.004.003.001.007.004.004. | 0.0000 | Material | 0 | 0.0000
610545 | A-804-2BHK Int. Flat Switch Socket Material | No. | 1.0000 | 1.0000 | 5244 | Blank Plate 1m (573449) | No. | 9.0000 | 19.8400 | 158.001.001.005.004.003.001.007.004.004. | 0.0000 | Material | 0 | 0.0000
610545 | A-804-2BHK Int. Flat Switch Socket Material | No. | 1.0000 | 1.0000 | 1714 | Connector | No. | 4.0000 | 9.0000 | 158.001.001.005.004.003.001.007.004.004. | 0.0000 | Material | 0 | 0.0000
610545 | A-804-2BHK Int. Flat Switch Socket Material | No. | 1.0000 | 1.0000 | 6758 | Fan Step Reg (573469) | No. | 6.0000 | 432.3400 | 158.001.001.005.004.003.001.007.004.004. | 0.0000 | Material | 0 | 0.0000
610545 | A-804-2BHK Int. Flat Switch Socket Material | No. | 1.0000 | 1.0000 | 3287 | Round Plate 4" - No. | No. | 38.0000 | 9.0000 | 158.001.001.005.004.003.001.007.004.004. | 0.0000 | Material | 0 | 0.0000
610545 | A-804-2BHK Int. Flat Switch Socket Material | No. | 1.0000 | 1.0000 | 9555 | Round Plate 6" | No. | 6.0000 | 6.0000 | 158.001.001.005.004.003.001.007.004.004. | 0.0000 | Material | 0 | 0.0000
610545 | A-804-2BHK Int. Flat Switch Socket Material | No. | 1.0000 | 1.0000 | 6757 | T.V. Socket (573425) | No. | 3.0000 | 83.1600 | 158.001.001.005.004.003.001.007.004.004. | 0.0000 | Material | 0 | 0.0000
610545 | A-804-2BHK Int. Flat Switch Socket Material | No. | 1.0000 | 1.0000 | 5242 | Tel. Socket 1mod (573426) | No. | 1.0000 | 79.3800 | 158.001.001.005.004.003.001.007.004.004. | 0.0000 | Material | 0 | 0.0000
671579 | A-804-2BHK Internal Flat Wiring. | No. | 1.0000 | 1.0000 | 23458 | 2 Pair telephone cable | Mtrs | 0.0000 | 50.0000 | 158.001.001.005.004.003.001.007.004.005. | 50.0000 | Material | 0 | 0.0000
671579 | A-804-2BHK Internal Flat Wiring. | No. | 1.0000 | 1.0000 | 12468 | PVC Copper Wire 1.5 Sqmm black | Mtrs | 123.7750 | 8.8600 | 158.001.001.005.004.003.001.007.004.005. | 8.8600 | Material | 0 | 0.0000
671579 | A-804-2BHK Internal Flat Wiring. | No. | 1.0000 | 1.0000 | 12530 | PVC Copper Wire 1.5 Sqmm blue | Mtrs | 105.7500 | 8.8600 | 158.001.001.005.004.003.001.007.004.005. | 8.8600 | Material | 0 | 0.0000
671579 | A-804-2BHK Internal Flat Wiring. | No. | 1.0000 | 1.0000 | 12469 | PVC Copper Wire 1.5 Sqmm green | Mtrs | 78.9800 | 8.8700 | 158.001.001.005.004.003.001.007.004.005. | 0.0000 | Material | 0 | 0.0000
671579 | A-804-2BHK Internal Flat Wiring. | No. | 1.0000 | 1.0000 | 26439 | PVC Copper Wire 1.5 Sqmm Grey | Mtrs | 0.0000 | 100.0000 | 158.001.001.005.004.003.001.007.004.005. | 100.0000 | Material | 0 | 0.0000
671579 | A-804-2BHK Internal Flat Wiring. | No. | 1.0000 | 1.0000 | 12466 | PVC Copper Wire 1.5 Sqmm red | Mtrs | 35.5000 | 8.8700 | 158.001.001.005.004.003.001.007.004.005. | 8.8700 | Material | 0 | 0.0000
671579 | A-804-2BHK Internal Flat Wiring. | No. | 1.0000 | 1.0000 | 12529 | PVC Copper Wire 1.5 Sqmm yellow | Mtrs | 151.3250 | 10.0000 | 158.001.001.005.004.003.001.007.004.005. | 10.0000 | Material | 0 | 0.0000
671579 | A-804-2BHK Internal Flat Wiring. | No. | 1.0000 | 1.0000 | 12471 | PVC Copper Wire 2.5 Sqmm black | Mtrs | 110.7250 | 14.2800 | 158.001.001.005.004.003.001.007.004.005. | 14.2800 | Material | 0 | 0.0000
671579 | A-804-2BHK Internal Flat Wiring. | No. | 1.0000 | 1.0000 | 12527 | PVC Copper Wire 2.5 Sqmm blue | Mtrs | 0 | 14.2800 | 158.001.001.005.004.003.001.007.004.005. | 0.0000 | Material | 0 | 0.0000
671579 | A-804-2BHK Internal Flat Wiring. | No. | 1.0000 | 1.0000 | 12472 | PVC Copper Wire 2.5 Sqmm green | Mtrs | 65.9800 | 14.2800 | 158.001.001.005.004.003.001.007.004.005. | 0.0000 | Material | 0 | 0.0000
671579 | A-804-2BHK Internal Flat Wiring. | No. | 1.0000 | 1.0000 | 12470 | PVC Copper Wire 2.5 Sqmm red | Mtrs | 75.2500 | 14.2800 | 158.001.001.005.004.003.001.007.004.005. | 0.0000 | Material | 0 | 0.0000
671579 | A-804-2BHK Internal Flat Wiring. | No. | 1.0000 | 1.0000 | 12528 | PVC Copper Wire 2.5 Sqmm yellow | Mtrs | 0.0000 | 14.2800 | 158.001.001.005.004.003.001.007.004.005. | 14.2800 | Material | 0 | 0.0000
671579 | A-804-2BHK Internal Flat Wiring. | No. | 1.0000 | 1.0000 | 12475 | PVC Copper Wire 4 Sqmm black | Mtrs | 115.8500 | 21.1200 | 158.001.001.005.004.003.001.007.004.005. | 0.0000 | Material | 0 | 0.0000
671579 | A-804-2BHK Internal Flat Wiring. | No. | 1.0000 | 1.0000 | 13068 | PVC Copper Wire 4 Sqmm blue | Mtrs | 77.5000 | 10.0000 | 158.001.001.005.004.003.001.007.004.005. | 0.0000 | Material | 0 | 0.0000
671579 | A-804-2BHK Internal Flat Wiring. | No. | 1.0000 | 1.0000 | 12474 | PVC Copper Wire 4 Sqmm red | Mtrs | 0.0000 | 21.1200 | 158.001.001.005.004.003.001.007.004.005. | 0.0000 | Material | 0 | 0.0000
671579 | A-804-2BHK Internal Flat Wiring. | No. | 1.0000 | 1.0000 | 13067 | PVC Copper Wire 4 Sqmm yellow | Mtrs | 81.9250 | 10.0000 | 158.001.001.005.004.003.001.007.004.005. | 0.0000 | Material | 0 | 0.0000
671579 | A-804-2BHK Internal Flat Wiring. | No. | 1.0000 | 1.0000 | 1010 | RG-6 Co-Axial Cable | Mtrs | 0.0000 | 14.3900 | 158.001.001.005.004.003.001.007.004.005. | 0.0000 | Material | 0 | 0.0000
562880 | A-805-2BHK Internal Electrical work | No. | 1.0000 | 1.0000 | 26454 | 12 Module GI Concealed Box | No. | 2.0000 | 255.0000 | 158.001.001.005.004.003.001.007.005.001. | 255.0000 | Material | 0 | 0.0000
562880 | A-805-2BHK Internal Electrical work | No. | 1.0000 | 1.0000 | 5245 | 12M Plate (575770) | No. | 2.0000 | 225.8600 | 158.001.001.005.004.003.001.007.005.001. | 0.0000 | Material | 0 | 0.0000
562880 | A-805-2BHK Internal Electrical work | No. | 1.0000 | 1.0000 | 26448 | 2 Module GI Concealed Box | No. | 9.0000 | 75.0000 | 158.001.001.005.004.003.001.007.005.001. | 75.0000 | Material | 0 | 0.0000
562880 | A-805-2BHK Internal Electrical work | No. | 1.0000 | 1.0000 | 5250 | 2M Plate (575710) | No. | 9.0000 | 60.4800 | 158.001.001.005.004.003.001.007.005.001. | 0.0000 | Material | 0 | 0.0000
562880 | A-805-2BHK Internal Electrical work | No. | 1.0000 | 1.0000 | 26449 | 3 Module GI Concealed Box | No. | 11.0000 | 105.0000 | 158.001.001.005.004.003.001.007.005.001. | 105.0000 | Material | 0 | 0.0000
562880 | A-805-2BHK Internal Electrical work | No. | 1.0000 | 1.0000 | 5249 | 3M Plate (575720) | No. | 11.0000 | 68.9800 | 158.001.001.005.004.003.001.007.005.001. | 0.0000 | Material | 0 | 0.0000
562880 | A-805-2BHK Internal Electrical work | No. | 1.0000 | 1.0000 | 26450 | 4 Module GI Concealed Box | No. | 3.0000 | 130.0000 | 158.001.001.005.004.003.001.007.005.001. | 130.0000 | Material | 0 | 0.0000
562880 | A-805-2BHK Internal Electrical work | No. | 1.0000 | 1.0000 | 5248 | 4M Plate (575730) | No. | 3.0000 | 72.7600 | 158.001.001.005.004.003.001.007.005.001. | 0.0000 | Material | 0 | 0.0000
562880 | A-805-2BHK Internal Electrical work | No. | 1.0000 | 1.0000 | 26451 | 6 Module GI Concealed Box | No. | 7.0000 | 160.0000 | 158.001.001.005.004.003.001.007.005.001. | 160.0000 | Material | 0 | 0.0000
562880 | A-805-2BHK Internal Electrical work | No. | 1.0000 | 1.0000 | 5247 | 6M Plate (575740) | No. | 7.0000 | 131.3500 | 158.001.001.005.004.003.001.007.005.001. | 0.0000 | Material | 0 | 0.0000
562880 | A-805-2BHK Internal Electrical work | No. | 1.0000 | 1.0000 | 26452 | 8 Module GI Concealed Box | No. | 4.0000 | 215.0000 | 158.001.001.005.004.003.001.007.005.001. | 215.0000 | Material | 0 | 0.0000
562880 | A-805-2BHK Internal Electrical work | No. | 1.0000 | 1.0000 | 5246 | 8M Hzl Plate (575750) | No. | 4.0000 | 144.5800 | 158.001.001.005.004.003.001.007.005.001. | 0.0000 | Material | 0 | 0.0000
567213 | A-805-2BHK Wall Conduting Material 2BHK | No. | 1.0000 | 1.0000 | 8482 | Flexible Pipe 3/4" | Mtrs | 3.0000 | 5.2500 | 158.001.001.005.004.003.001.007.005.002. | 0.0000 | Material | 0 | 0.0000
567213 | A-805-2BHK Wall Conduting Material 2BHK | No. | 1.0000 | 1.0000 | 501 | Nails 3" | Kgs | 0.5000 | 63.0000 | 158.001.001.005.004.003.001.007.005.002. | 0.0000 | Material | 0 | 0.0000
567213 | A-805-2BHK Wall Conduting Material 2BHK | No. | 1.0000 | 1.0000 | 3246 | PVC 1 way Junction Box 1" | No. | 4.0000 | 18.2000 | 158.001.001.005.004.003.001.007.005.002. | 0.0000 | Material | 0 | 0.0000
567213 | A-805-2BHK Wall Conduting Material 2BHK | No. | 1.0000 | 1.0000 | 838 | PVC Conduit Bend 1" | No. | 13.0000 | 6.3500 | 158.001.001.005.004.003.001.007.005.002. | 6.3500 | Material | 0 | 0.0000
567213 | A-805-2BHK Wall Conduting Material 2BHK | No. | 1.0000 | 1.0000 | 837 | PVC Conduit Pipe 1" mtrs | Mtrs | 90.0000 | 18.6000 | 158.001.001.005.004.003.001.007.005.002. | 18.6000 | Material | 0 | 0.0000
571962 | A-805-2BHK Internal Flat DB Work | No. | 1.0000 | 1.0000 | 28289 | 10A Single Pole MCB (IH31P0C010) | No. | 4.0000 | 100.0000 | 158.001.001.005.004.003.001.007.005.003. | 100.0000 | Material | 0 | 0.0000
571962 | A-805-2BHK Internal Flat DB Work | No. | 1.0000 | 1.0000 | 28297 | 20A Single Pole MCB (IH31P0C020) | No. | 8.0000 | 300.0000 | 158.001.001.005.004.003.001.007.005.003. | 300.0000 | Material | 0 | 0.0000
571962 | A-805-2BHK Internal Flat DB Work | No. | 1.0000 | 1.0000 | 28776 | 4 Way TPN DB with tel. compartment IHETPNYV004 | No. | 1.0000 | 118.0000 | 158.001.001.005.004.003.001.007.005.003. | 100.0000 | Material | 45 | 18.0000 | C+S GST 18% I/P RD
571962 | A-805-2BHK Internal Flat DB Work | No. | 1.0000 | 1.0000 | 28545 | 40 AMP RCCB 4 Pole 30ma IH3R440030 | No. | 1.0000 | 118.0000 | 158.001.001.005.004.003.001.007.005.003. | 100.0000 | Material | 45 | 18.0000 | C+S GST 18% I/P RD
610546 | A-805-2BHK Int. Flat Switch Socket Material | No. | 1.0000 | 1.0000 | 5238 | 16A 1way switch w indi.(572063 | No. | 8.0000 | 127.5800 | 158.001.001.005.004.003.001.007.005.004. | 0.0000 | Material | 0 | 0.0000
610546 | A-805-2BHK Int. Flat Switch Socket Material | No. | 1.0000 | 1.0000 | 8655 | 16A socket (573471) | No. | 10.0000 | 254.0000 | 158.001.001.005.004.003.001.007.005.004. | 254.0000 | Material | 0 | 0.0000
610546 | A-805-2BHK Int. Flat Switch Socket Material | No. | 1.0000 | 1.0000 | 793 | 6 A Bell Push (573413) | No. | 1.0000 | 22.0500 | 158.001.001.005.004.003.001.007.005.004. | 0.0000 | Material | 0 | 0.0000
610546 | A-805-2BHK Int. Flat Switch Socket Material | No. | 1.0000 | 1.0000 | 7294 | 6A 2 Way Switch (573402) | No. | 4.0000 | 130.0000 | 158.001.001.005.004.003.001.007.005.004. | 0.0000 | Material | 0 | 0.0000
610546 | A-805-2BHK Int. Flat Switch Socket Material | No. | 1.0000 | 1.0000 | 28162 | 6A 3Pin Socket (573424) | No. | 25.0000 | 290.0000 | 158.001.001.005.004.003.001.007.005.004. | 290.0000 | Material | 0 | 0.0000
610546 | A-805-2BHK Int. Flat Switch Socket Material | No. | 1.0000 | 1.0000 | 5240 | 6A One way Switch (573400) | No. | 51.0000 | 72.7600 | 158.001.001.005.004.003.001.007.005.004. | 0.0000 | Material | 0 | 0.0000
610546 | A-805-2BHK Int. Flat Switch Socket Material | No. | 1.0000 | 1.0000 | 2556 | Angle Holder | No. | 5.0000 | 28.0000 | 158.001.001.005.004.003.001.007.005.004. | 0.0000 | Material | 0 | 0.0000
610546 | A-805-2BHK Int. Flat Switch Socket Material | No. | 1.0000 | 1.0000 | 5244 | Blank Plate 1m (573449) | No. | 9.0000 | 19.8400 | 158.001.001.005.004.003.001.007.005.004. | 0.0000 | Material | 0 | 0.0000
610546 | A-805-2BHK Int. Flat Switch Socket Material | No. | 1.0000 | 1.0000 | 1714 | Connector | No. | 4.0000 | 9.0000 | 158.001.001.005.004.003.001.007.005.004. | 0.0000 | Material | 0 | 0.0000
610546 | A-805-2BHK Int. Flat Switch Socket Material | No. | 1.0000 | 1.0000 | 6758 | Fan Step Reg (573469) | No. | 6.0000 | 432.3400 | 158.001.001.005.004.003.001.007.005.004. | 0.0000 | Material | 0 | 0.0000
610546 | A-805-2BHK Int. Flat Switch Socket Material | No. | 1.0000 | 1.0000 | 3287 | Round Plate 4" - No. | No. | 38.0000 | 9.0000 | 158.001.001.005.004.003.001.007.005.004. | 0.0000 | Material | 0 | 0.0000
610546 | A-805-2BHK Int. Flat Switch Socket Material | No. | 1.0000 | 1.0000 | 9555 | Round Plate 6" | No. | 6.0000 | 6.0000 | 158.001.001.005.004.003.001.007.005.004. | 0.0000 | Material | 0 | 0.0000
610546 | A-805-2BHK Int. Flat Switch Socket Material | No. | 1.0000 | 1.0000 | 6757 | T.V. Socket (573425) | No. | 3.0000 | 83.1600 | 158.001.001.005.004.003.001.007.005.004. | 0.0000 | Material | 0 | 0.0000
610546 | A-805-2BHK Int. Flat Switch Socket Material | No. | 1.0000 | 1.0000 | 5242 | Tel. Socket 1mod (573426) | No. | 1.0000 | 79.3800 | 158.001.001.005.004.003.001.007.005.004. | 0.0000 | Material | 0 | 0.0000
671580 | A-805-2BHK Internal Flat Wiring. | No. | 1.0000 | 1.0000 | 23458 | 2 Pair telephone cable | Mtrs | 0.0000 | 50.0000 | 158.001.001.005.004.003.001.007.005.005. | 50.0000 | Material | 0 | 0.0000
671580 | A-805-2BHK Internal Flat Wiring. | No. | 1.0000 | 1.0000 | 12468 | PVC Copper Wire 1.5 Sqmm black | Mtrs | 123.7750 | 8.8600 | 158.001.001.005.004.003.001.007.005.005. | 8.8600 | Material | 0 | 0.0000
671580 | A-805-2BHK Internal Flat Wiring. | No. | 1.0000 | 1.0000 | 12530 | PVC Copper Wire 1.5 Sqmm blue | Mtrs | 105.7500 | 8.8600 | 158.001.001.005.004.003.001.007.005.005. | 8.8600 | Material | 0 | 0.0000
671580 | A-805-2BHK Internal Flat Wiring. | No. | 1.0000 | 1.0000 | 12469 | PVC Copper Wire 1.5 Sqmm green | Mtrs | 78.9800 | 8.8700 | 158.001.001.005.004.003.001.007.005.005. | 0.0000 | Material | 0 | 0.0000
671580 | A-805-2BHK Internal Flat Wiring. | No. | 1.0000 | 1.0000 | 26439 | PVC Copper Wire 1.5 Sqmm Grey | Mtrs | 0.0000 | 100.0000 | 158.001.001.005.004.003.001.007.005.005. | 100.0000 | Material | 0 | 0.0000
671580 | A-805-2BHK Internal Flat Wiring. | No. | 1.0000 | 1.0000 | 12466 | PVC Copper Wire 1.5 Sqmm red | Mtrs | 35.5000 | 8.8700 | 158.001.001.005.004.003.001.007.005.005. | 8.8700 | Material | 0 | 0.0000
671580 | A-805-2BHK Internal Flat Wiring. | No. | 1.0000 | 1.0000 | 12529 | PVC Copper Wire 1.5 Sqmm yellow | Mtrs | 151.3250 | 10.0000 | 158.001.001.005.004.003.001.007.005.005. | 10.0000 | Material | 0 | 0.0000
671580 | A-805-2BHK Internal Flat Wiring. | No. | 1.0000 | 1.0000 | 12471 | PVC Copper Wire 2.5 Sqmm black | Mtrs | 110.7250 | 14.2800 | 158.001.001.005.004.003.001.007.005.005. | 14.2800 | Material | 0 | 0.0000
671580 | A-805-2BHK Internal Flat Wiring. | No. | 1.0000 | 1.0000 | 12527 | PVC Copper Wire 2.5 Sqmm blue | Mtrs | 0 | 14.2800 | 158.001.001.005.004.003.001.007.005.005. | 0.0000 | Material | 0 | 0.0000
671580 | A-805-2BHK Internal Flat Wiring. | No. | 1.0000 | 1.0000 | 12472 | PVC Copper Wire 2.5 Sqmm green | Mtrs | 65.9800 | 14.2800 | 158.001.001.005.004.003.001.007.005.005. | 0.0000 | Material | 0 | 0.0000
671580 | A-805-2BHK Internal Flat Wiring. | No. | 1.0000 | 1.0000 | 12470 | PVC Copper Wire 2.5 Sqmm red | Mtrs | 75.2500 | 14.2800 | 158.001.001.005.004.003.001.007.005.005. | 0.0000 | Material | 0 | 0.0000
671580 | A-805-2BHK Internal Flat Wiring. | No. | 1.0000 | 1.0000 | 12528 | PVC Copper Wire 2.5 Sqmm yellow | Mtrs | 0.0000 | 14.2800 | 158.001.001.005.004.003.001.007.005.005. | 14.2800 | Material | 0 | 0.0000
671580 | A-805-2BHK Internal Flat Wiring. | No. | 1.0000 | 1.0000 | 12475 | PVC Copper Wire 4 Sqmm black | Mtrs | 115.8500 | 21.1200 | 158.001.001.005.004.003.001.007.005.005. | 0.0000 | Material | 0 | 0.0000
671580 | A-805-2BHK Internal Flat Wiring. | No. | 1.0000 | 1.0000 | 13068 | PVC Copper Wire 4 Sqmm blue | Mtrs | 77.5000 | 10.0000 | 158.001.001.005.004.003.001.007.005.005. | 0.0000 | Material | 0 | 0.0000
671580 | A-805-2BHK Internal Flat Wiring. | No. | 1.0000 | 1.0000 | 12474 | PVC Copper Wire 4 Sqmm red | Mtrs | 0.0000 | 21.1200 | 158.001.001.005.004.003.001.007.005.005. | 0.0000 | Material | 0 | 0.0000
671580 | A-805-2BHK Internal Flat Wiring. | No. | 1.0000 | 1.0000 | 13067 | PVC Copper Wire 4 Sqmm yellow | Mtrs | 81.9250 | 10.0000 | 158.001.001.005.004.003.001.007.005.005. | 0.0000 | Material | 0 | 0.0000
671580 | A-805-2BHK Internal Flat Wiring. | No. | 1.0000 | 1.0000 | 1010 | RG-6 Co-Axial Cable | Mtrs | 0.0000 | 14.3900 | 158.001.001.005.004.003.001.007.005.005. | 0.0000 | Material | 0 | 0.0000
562881 | A-806-2BHK Internal Electrical work | No. | 1.0000 | 1.0000 | 26454 | 12 Module GI Concealed Box | No. | 2.0000 | 255.0000 | 158.001.001.005.004.003.001.007.006.001. | 255.0000 | Material | 0 | 0.0000
562881 | A-806-2BHK Internal Electrical work | No. | 1.0000 | 1.0000 | 5245 | 12M Plate (575770) | No. | 2.0000 | 225.8600 | 158.001.001.005.004.003.001.007.006.001. | 0.0000 | Material | 0 | 0.0000
562881 | A-806-2BHK Internal Electrical work | No. | 1.0000 | 1.0000 | 26448 | 2 Module GI Concealed Box | No. | 9.0000 | 75.0000 | 158.001.001.005.004.003.001.007.006.001. | 75.0000 | Material | 0 | 0.0000
562881 | A-806-2BHK Internal Electrical work | No. | 1.0000 | 1.0000 | 5250 | 2M Plate (575710) | No. | 9.0000 | 60.4800 | 158.001.001.005.004.003.001.007.006.001. | 0.0000 | Material | 0 | 0.0000
562881 | A-806-2BHK Internal Electrical work | No. | 1.0000 | 1.0000 | 26449 | 3 Module GI Concealed Box | No. | 11.0000 | 105.0000 | 158.001.001.005.004.003.001.007.006.001. | 105.0000 | Material | 0 | 0.0000
562881 | A-806-2BHK Internal Electrical work | No. | 1.0000 | 1.0000 | 5249 | 3M Plate (575720) | No. | 11.0000 | 68.9800 | 158.001.001.005.004.003.001.007.006.001. | 0.0000 | Material | 0 | 0.0000
562881 | A-806-2BHK Internal Electrical work | No. | 1.0000 | 1.0000 | 26450 | 4 Module GI Concealed Box | No. | 3.0000 | 130.0000 | 158.001.001.005.004.003.001.007.006.001. | 130.0000 | Material | 0 | 0.0000
562881 | A-806-2BHK Internal Electrical work | No. | 1.0000 | 1.0000 | 5248 | 4M Plate (575730) | No. | 3.0000 | 72.7600 | 158.001.001.005.004.003.001.007.006.001. | 0.0000 | Material | 0 | 0.0000
562881 | A-806-2BHK Internal Electrical work | No. | 1.0000 | 1.0000 | 26451 | 6 Module GI Concealed Box | No. | 7.0000 | 160.0000 | 158.001.001.005.004.003.001.007.006.001. | 160.0000 | Material | 0 | 0.0000
562881 | A-806-2BHK Internal Electrical work | No. | 1.0000 | 1.0000 | 5247 | 6M Plate (575740) | No. | 7.0000 | 131.3500 | 158.001.001.005.004.003.001.007.006.001. | 0.0000 | Material | 0 | 0.0000
562881 | A-806-2BHK Internal Electrical work | No. | 1.0000 | 1.0000 | 26452 | 8 Module GI Concealed Box | No. | 4.0000 | 215.0000 | 158.001.001.005.004.003.001.007.006.001. | 215.0000 | Material | 0 | 0.0000
562881 | A-806-2BHK Internal Electrical work | No. | 1.0000 | 1.0000 | 5246 | 8M Hzl Plate (575750) | No. | 4.0000 | 144.5800 | 158.001.001.005.004.003.001.007.006.001. | 0.0000 | Material | 0 | 0.0000
567214 | A-806-2BHK Wall Conduting Material 2BHK | No. | 1.0000 | 1.0000 | 8482 | Flexible Pipe 3/4" | Mtrs | 3.0000 | 5.2500 | 158.001.001.005.004.003.001.007.006.002. | 0.0000 | Material | 0 | 0.0000
567214 | A-806-2BHK Wall Conduting Material 2BHK | No. | 1.0000 | 1.0000 | 501 | Nails 3" | Kgs | 0.5000 | 63.0000 | 158.001.001.005.004.003.001.007.006.002. | 0.0000 | Material | 0 | 0.0000
567214 | A-806-2BHK Wall Conduting Material 2BHK | No. | 1.0000 | 1.0000 | 3246 | PVC 1 way Junction Box 1" | No. | 4.0000 | 18.2000 | 158.001.001.005.004.003.001.007.006.002. | 0.0000 | Material | 0 | 0.0000
567214 | A-806-2BHK Wall Conduting Material 2BHK | No. | 1.0000 | 1.0000 | 838 | PVC Conduit Bend 1" | No. | 13.0000 | 6.3500 | 158.001.001.005.004.003.001.007.006.002. | 6.3500 | Material | 0 | 0.0000
567214 | A-806-2BHK Wall Conduting Material 2BHK | No. | 1.0000 | 1.0000 | 837 | PVC Conduit Pipe 1" mtrs | Mtrs | 90.0000 | 18.6000 | 158.001.001.005.004.003.001.007.006.002. | 18.6000 | Material | 0 | 0.0000
571963 | A-806-2BHK Internal Flat DB Work | No. | 1.0000 | 1.0000 | 28289 | 10A Single Pole MCB (IH31P0C010) | No. | 4.0000 | 100.0000 | 158.001.001.005.004.003.001.007.006.003. | 100.0000 | Material | 0 | 0.0000
571963 | A-806-2BHK Internal Flat DB Work | No. | 1.0000 | 1.0000 | 28297 | 20A Single Pole MCB (IH31P0C020) | No. | 8.0000 | 300.0000 | 158.001.001.005.004.003.001.007.006.003. | 300.0000 | Material | 0 | 0.0000
571963 | A-806-2BHK Internal Flat DB Work | No. | 1.0000 | 1.0000 | 28776 | 4 Way TPN DB with tel. compartment IHETPNYV004 | No. | 1.0000 | 118.0000 | 158.001.001.005.004.003.001.007.006.003. | 100.0000 | Material | 45 | 18.0000 | C+S GST 18% I/P RD
571963 | A-806-2BHK Internal Flat DB Work | No. | 1.0000 | 1.0000 | 28545 | 40 AMP RCCB 4 Pole 30ma IH3R440030 | No. | 1.0000 | 118.0000 | 158.001.001.005.004.003.001.007.006.003. | 100.0000 | Material | 45 | 18.0000 | C+S GST 18% I/P RD
610547 | A-806-2BHK Int. Flat Switch Socket Material | No. | 1.0000 | 1.0000 | 5238 | 16A 1way switch w indi.(572063 | No. | 8.0000 | 127.5800 | 158.001.001.005.004.003.001.007.006.004. | 0.0000 | Material | 0 | 0.0000
610547 | A-806-2BHK Int. Flat Switch Socket Material | No. | 1.0000 | 1.0000 | 8655 | 16A socket (573471) | No. | 10.0000 | 254.0000 | 158.001.001.005.004.003.001.007.006.004. | 254.0000 | Material | 0 | 0.0000
610547 | A-806-2BHK Int. Flat Switch Socket Material | No. | 1.0000 | 1.0000 | 793 | 6 A Bell Push (573413) | No. | 1.0000 | 22.0500 | 158.001.001.005.004.003.001.007.006.004. | 0.0000 | Material | 0 | 0.0000
610547 | A-806-2BHK Int. Flat Switch Socket Material | No. | 1.0000 | 1.0000 | 7294 | 6A 2 Way Switch (573402) | No. | 4.0000 | 130.0000 | 158.001.001.005.004.003.001.007.006.004. | 0.0000 | Material | 0 | 0.0000
610547 | A-806-2BHK Int. Flat Switch Socket Material | No. | 1.0000 | 1.0000 | 28162 | 6A 3Pin Socket (573424) | No. | 25.0000 | 290.0000 | 158.001.001.005.004.003.001.007.006.004. | 290.0000 | Material | 0 | 0.0000
610547 | A-806-2BHK Int. Flat Switch Socket Material | No. | 1.0000 | 1.0000 | 5240 | 6A One way Switch (573400) | No. | 51.0000 | 72.7600 | 158.001.001.005.004.003.001.007.006.004. | 0.0000 | Material | 0 | 0.0000
610547 | A-806-2BHK Int. Flat Switch Socket Material | No. | 1.0000 | 1.0000 | 2556 | Angle Holder | No. | 5.0000 | 28.0000 | 158.001.001.005.004.003.001.007.006.004. | 0.0000 | Material | 0 | 0.0000
610547 | A-806-2BHK Int. Flat Switch Socket Material | No. | 1.0000 | 1.0000 | 5244 | Blank Plate 1m (573449) | No. | 9.0000 | 19.8400 | 158.001.001.005.004.003.001.007.006.004. | 0.0000 | Material | 0 | 0.0000
610547 | A-806-2BHK Int. Flat Switch Socket Material | No. | 1.0000 | 1.0000 | 1714 | Connector | No. | 4.0000 | 9.0000 | 158.001.001.005.004.003.001.007.006.004. | 0.0000 | Material | 0 | 0.0000
610547 | A-806-2BHK Int. Flat Switch Socket Material | No. | 1.0000 | 1.0000 | 6758 | Fan Step Reg (573469) | No. | 6.0000 | 432.3400 | 158.001.001.005.004.003.001.007.006.004. | 0.0000 | Material | 0 | 0.0000
610547 | A-806-2BHK Int. Flat Switch Socket Material | No. | 1.0000 | 1.0000 | 3287 | Round Plate 4" - No. | No. | 38.0000 | 9.0000 | 158.001.001.005.004.003.001.007.006.004. | 0.0000 | Material | 0 | 0.0000
610547 | A-806-2BHK Int. Flat Switch Socket Material | No. | 1.0000 | 1.0000 | 9555 | Round Plate 6" | No. | 6.0000 | 6.0000 | 158.001.001.005.004.003.001.007.006.004. | 0.0000 | Material | 0 | 0.0000
610547 | A-806-2BHK Int. Flat Switch Socket Material | No. | 1.0000 | 1.0000 | 6757 | T.V. Socket (573425) | No. | 3.0000 | 83.1600 | 158.001.001.005.004.003.001.007.006.004. | 0.0000 | Material | 0 | 0.0000
610547 | A-806-2BHK Int. Flat Switch Socket Material | No. | 1.0000 | 1.0000 | 5242 | Tel. Socket 1mod (573426) | No. | 1.0000 | 79.3800 | 158.001.001.005.004.003.001.007.006.004. | 0.0000 | Material | 0 | 0.0000
671581 | A-806-2BHK Internal Flat Wiring. | No. | 1.0000 | 1.0000 | 23458 | 2 Pair telephone cable | Mtrs | 0.0000 | 50.0000 | 158.001.001.005.004.003.001.007.006.005. | 50.0000 | Material | 0 | 0.0000
671581 | A-806-2BHK Internal Flat Wiring. | No. | 1.0000 | 1.0000 | 12468 | PVC Copper Wire 1.5 Sqmm black | Mtrs | 0.0000 | 8.8600 | 158.001.001.005.004.003.001.007.006.005. | 8.8600 | Material | 0 | 0.0000
671581 | A-806-2BHK Internal Flat Wiring. | No. | 1.0000 | 1.0000 | 12530 | PVC Copper Wire 1.5 Sqmm blue | Mtrs | 105.7500 | 8.8600 | 158.001.001.005.004.003.001.007.006.005. | 8.8600 | Material | 0 | 0.0000
671581 | A-806-2BHK Internal Flat Wiring. | No. | 1.0000 | 1.0000 | 12469 | PVC Copper Wire 1.5 Sqmm green | Mtrs | 78.9800 | 8.8700 | 158.001.001.005.004.003.001.007.006.005. | 0.0000 | Material | 0 | 0.0000
671581 | A-806-2BHK Internal Flat Wiring. | No. | 1.0000 | 1.0000 | 26439 | PVC Copper Wire 1.5 Sqmm Grey | Mtrs | 0.0000 | 100.0000 | 158.001.001.005.004.003.001.007.006.005. | 100.0000 | Material | 0 | 0.0000
671581 | A-806-2BHK Internal Flat Wiring. | No. | 1.0000 | 1.0000 | 12466 | PVC Copper Wire 1.5 Sqmm red | Mtrs | 35.5000 | 8.8700 | 158.001.001.005.004.003.001.007.006.005. | 8.8700 | Material | 0 | 0.0000
671581 | A-806-2BHK Internal Flat Wiring. | No. | 1.0000 | 1.0000 | 12529 | PVC Copper Wire 1.5 Sqmm yellow | Mtrs | 151.3250 | 10.0000 | 158.001.001.005.004.003.001.007.006.005. | 10.0000 | Material | 0 | 0.0000
671581 | A-806-2BHK Internal Flat Wiring. | No. | 1.0000 | 1.0000 | 12471 | PVC Copper Wire 2.5 Sqmm black | Mtrs | 110.7250 | 14.2800 | 158.001.001.005.004.003.001.007.006.005. | 14.2800 | Material | 0 | 0.0000
671581 | A-806-2BHK Internal Flat Wiring. | No. | 1.0000 | 1.0000 | 12527 | PVC Copper Wire 2.5 Sqmm blue | Mtrs | 0 | 14.2800 | 158.001.001.005.004.003.001.007.006.005. | 0.0000 | Material | 0 | 0.0000
671581 | A-806-2BHK Internal Flat Wiring. | No. | 1.0000 | 1.0000 | 12472 | PVC Copper Wire 2.5 Sqmm green | Mtrs | 65.9800 | 14.2800 | 158.001.001.005.004.003.001.007.006.005. | 0.0000 | Material | 0 | 0.0000
671581 | A-806-2BHK Internal Flat Wiring. | No. | 1.0000 | 1.0000 | 12470 | PVC Copper Wire 2.5 Sqmm red | Mtrs | 75.2500 | 14.2800 | 158.001.001.005.004.003.001.007.006.005. | 0.0000 | Material | 0 | 0.0000
671581 | A-806-2BHK Internal Flat Wiring. | No. | 1.0000 | 1.0000 | 12528 | PVC Copper Wire 2.5 Sqmm yellow | Mtrs | 0.0000 | 14.2800 | 158.001.001.005.004.003.001.007.006.005. | 14.2800 | Material | 0 | 0.0000
671581 | A-806-2BHK Internal Flat Wiring. | No. | 1.0000 | 1.0000 | 12475 | PVC Copper Wire 4 Sqmm black | Mtrs | 115.8500 | 21.1200 | 158.001.001.005.004.003.001.007.006.005. | 0.0000 | Material | 0 | 0.0000
671581 | A-806-2BHK Internal Flat Wiring. | No. | 1.0000 | 1.0000 | 13068 | PVC Copper Wire 4 Sqmm blue | Mtrs | 77.5000 | 10.0000 | 158.001.001.005.004.003.001.007.006.005. | 0.0000 | Material | 0 | 0.0000
671581 | A-806-2BHK Internal Flat Wiring. | No. | 1.0000 | 1.0000 | 12474 | PVC Copper Wire 4 Sqmm red | Mtrs | 0.0000 | 21.1200 | 158.001.001.005.004.003.001.007.006.005. | 0.0000 | Material | 0 | 0.0000
671581 | A-806-2BHK Internal Flat Wiring. | No. | 1.0000 | 1.0000 | 13067 | PVC Copper Wire 4 Sqmm yellow | Mtrs | 81.9250 | 10.0000 | 158.001.001.005.004.003.001.007.006.005. | 0.0000 | Material | 0 | 0.0000
671581 | A-806-2BHK Internal Flat Wiring. | No. | 1.0000 | 1.0000 | 1010 | RG-6 Co-Axial Cable | Mtrs | 0.0000 | 14.3900 | 158.001.001.005.004.003.001.007.006.005. | 0.0000 | Material | 0 | 0.0000
562882 | A-807-1BHK Internal Electrical work | No. | 1.0000 | 1.0000 | 26454 | 12 Module GI Concealed Box | No. | 2.0000 | 255.0000 | 158.001.001.005.004.003.001.007.007.001. | 255.0000 | Material | 0 | 0.0000
562882 | A-807-1BHK Internal Electrical work | No. | 1.0000 | 1.0000 | 5245 | 12M Plate (575770) | No. | 2.0000 | 225.8600 | 158.001.001.005.004.003.001.007.007.001. | 0.0000 | Material | 0 | 0.0000
562882 | A-807-1BHK Internal Electrical work | No. | 1.0000 | 1.0000 | 26448 | 2 Module GI Concealed Box | No. | 9.0000 | 75.0000 | 158.001.001.005.004.003.001.007.007.001. | 75.0000 | Material | 0 | 0.0000
562882 | A-807-1BHK Internal Electrical work | No. | 1.0000 | 1.0000 | 5250 | 2M Plate (575710) | No. | 9.0000 | 60.4800 | 158.001.001.005.004.003.001.007.007.001. | 0.0000 | Material | 0 | 0.0000
562882 | A-807-1BHK Internal Electrical work | No. | 1.0000 | 1.0000 | 26449 | 3 Module GI Concealed Box | No. | 11.0000 | 105.0000 | 158.001.001.005.004.003.001.007.007.001. | 105.0000 | Material | 0 | 0.0000
562882 | A-807-1BHK Internal Electrical work | No. | 1.0000 | 1.0000 | 5249 | 3M Plate (575720) | No. | 11.0000 | 68.9800 | 158.001.001.005.004.003.001.007.007.001. | 0.0000 | Material | 0 | 0.0000
562882 | A-807-1BHK Internal Electrical work | No. | 1.0000 | 1.0000 | 26450 | 4 Module GI Concealed Box | No. | 3.0000 | 130.0000 | 158.001.001.005.004.003.001.007.007.001. | 130.0000 | Material | 0 | 0.0000
562882 | A-807-1BHK Internal Electrical work | No. | 1.0000 | 1.0000 | 5248 | 4M Plate (575730) | No. | 3.0000 | 72.7600 | 158.001.001.005.004.003.001.007.007.001. | 0.0000 | Material | 0 | 0.0000
562882 | A-807-1BHK Internal Electrical work | No. | 1.0000 | 1.0000 | 26451 | 6 Module GI Concealed Box | No. | 7.0000 | 160.0000 | 158.001.001.005.004.003.001.007.007.001. | 160.0000 | Material | 0 | 0.0000
562882 | A-807-1BHK Internal Electrical work | No. | 1.0000 | 1.0000 | 5247 | 6M Plate (575740) | No. | 7.0000 | 131.3500 | 158.001.001.005.004.003.001.007.007.001. | 0.0000 | Material | 0 | 0.0000
562882 | A-807-1BHK Internal Electrical work | No. | 1.0000 | 1.0000 | 26452 | 8 Module GI Concealed Box | No. | 4.0000 | 215.0000 | 158.001.001.005.004.003.001.007.007.001. | 215.0000 | Material | 0 | 0.0000
562882 | A-807-1BHK Internal Electrical work | No. | 1.0000 | 1.0000 | 5246 | 8M Hzl Plate (575750) | No. | 4.0000 | 144.5800 | 158.001.001.005.004.003.001.007.007.001. | 0.0000 | Material | 0 | 0.0000
567215 | A-807-1BHK Wall Conduting Material 2BHK | No. | 1.0000 | 1.0000 | 8482 | Flexible Pipe 3/4" | Mtrs | 3.0000 | 5.2500 | 158.001.001.005.004.003.001.007.007.002. | 0.0000 | Material | 0 | 0.0000
567215 | A-807-1BHK Wall Conduting Material 2BHK | No. | 1.0000 | 1.0000 | 501 | Nails 3" | Kgs | 0.5000 | 63.0000 | 158.001.001.005.004.003.001.007.007.002. | 0.0000 | Material | 0 | 0.0000
567215 | A-807-1BHK Wall Conduting Material 2BHK | No. | 1.0000 | 1.0000 | 3246 | PVC 1 way Junction Box 1" | No. | 4.0000 | 18.2000 | 158.001.001.005.004.003.001.007.007.002. | 0.0000 | Material | 0 | 0.0000
567215 | A-807-1BHK Wall Conduting Material 2BHK | No. | 1.0000 | 1.0000 | 838 | PVC Conduit Bend 1" | No. | 13.0000 | 6.3500 | 158.001.001.005.004.003.001.007.007.002. | 6.3500 | Material | 0 | 0.0000
567215 | A-807-1BHK Wall Conduting Material 2BHK | No. | 1.0000 | 1.0000 | 837 | PVC Conduit Pipe 1" mtrs | Mtrs | 90.0000 | 18.6000 | 158.001.001.005.004.003.001.007.007.002. | 18.6000 | Material | 0 | 0.0000
571964 | A-807-1BHK Internal Flat DB Work | No. | 1.0000 | 1.0000 | 28289 | 10A Single Pole MCB (IH31P0C010) | No. | 4.0000 | 100.0000 | 158.001.001.005.004.003.001.007.007.003. | 100.0000 | Material | 0 | 0.0000
571964 | A-807-1BHK Internal Flat DB Work | No. | 1.0000 | 1.0000 | 28297 | 20A Single Pole MCB (IH31P0C020) | No. | 8.0000 | 300.0000 | 158.001.001.005.004.003.001.007.007.003. | 300.0000 | Material | 0 | 0.0000
571964 | A-807-1BHK Internal Flat DB Work | No. | 1.0000 | 1.0000 | 28776 | 4 Way TPN DB with tel. compartment IHETPNYV004 | No. | 1.0000 | 118.0000 | 158.001.001.005.004.003.001.007.007.003. | 100.0000 | Material | 45 | 18.0000 | C+S GST 18% I/P RD
571964 | A-807-1BHK Internal Flat DB Work | No. | 1.0000 | 1.0000 | 28545 | 40 AMP RCCB 4 Pole 30ma IH3R440030 | No. | 1.0000 | 118.0000 | 158.001.001.005.004.003.001.007.007.003. | 100.0000 | Material | 45 | 18.0000 | C+S GST 18% I/P RD
671582 | A-807-1BHK Internal Flat Wiring. | No. | 1.0000 | 1.0000 | 23458 | 2 Pair telephone cable | Mtrs | 0.0000 | 50.0000 | 158.001.001.005.004.003.001.007.007.004. | 50.0000 | Material | 0 | 0.0000
671582 | A-807-1BHK Internal Flat Wiring. | No. | 1.0000 | 1.0000 | 12468 | PVC Copper Wire 1.5 Sqmm black | Mtrs | 0.0000 | 8.8600 | 158.001.001.005.004.003.001.007.007.004. | 8.8600 | Material | 0 | 0.0000
671582 | A-807-1BHK Internal Flat Wiring. | No. | 1.0000 | 1.0000 | 12530 | PVC Copper Wire 1.5 Sqmm blue | Mtrs | 105.7500 | 8.8600 | 158.001.001.005.004.003.001.007.007.004. | 8.8600 | Material | 0 | 0.0000
671582 | A-807-1BHK Internal Flat Wiring. | No. | 1.0000 | 1.0000 | 12469 | PVC Copper Wire 1.5 Sqmm green | Mtrs | 78.9800 | 8.8700 | 158.001.001.005.004.003.001.007.007.004. | 0.0000 | Material | 0 | 0.0000
671582 | A-807-1BHK Internal Flat Wiring. | No. | 1.0000 | 1.0000 | 26439 | PVC Copper Wire 1.5 Sqmm Grey | Mtrs | 0.0000 | 100.0000 | 158.001.001.005.004.003.001.007.007.004. | 100.0000 | Material | 0 | 0.0000
671582 | A-807-1BHK Internal Flat Wiring. | No. | 1.0000 | 1.0000 | 12466 | PVC Copper Wire 1.5 Sqmm red | Mtrs | 35.5000 | 8.8700 | 158.001.001.005.004.003.001.007.007.004. | 8.8700 | Material | 0 | 0.0000
671582 | A-807-1BHK Internal Flat Wiring. | No. | 1.0000 | 1.0000 | 12529 | PVC Copper Wire 1.5 Sqmm yellow | Mtrs | 151.3250 | 10.0000 | 158.001.001.005.004.003.001.007.007.004. | 10.0000 | Material | 0 | 0.0000
671582 | A-807-1BHK Internal Flat Wiring. | No. | 1.0000 | 1.0000 | 12471 | PVC Copper Wire 2.5 Sqmm black | Mtrs | 110.7250 | 14.2800 | 158.001.001.005.004.003.001.007.007.004. | 14.2800 | Material | 0 | 0.0000
671582 | A-807-1BHK Internal Flat Wiring. | No. | 1.0000 | 1.0000 | 12527 | PVC Copper Wire 2.5 Sqmm blue | Mtrs | 0 | 14.2800 | 158.001.001.005.004.003.001.007.007.004. | 0.0000 | Material | 0 | 0.0000
671582 | A-807-1BHK Internal Flat Wiring. | No. | 1.0000 | 1.0000 | 12472 | PVC Copper Wire 2.5 Sqmm green | Mtrs | 65.9800 | 14.2800 | 158.001.001.005.004.003.001.007.007.004. | 0.0000 | Material | 0 | 0.0000
671582 | A-807-1BHK Internal Flat Wiring. | No. | 1.0000 | 1.0000 | 12470 | PVC Copper Wire 2.5 Sqmm red | Mtrs | 75.2500 | 14.2800 | 158.001.001.005.004.003.001.007.007.004. | 0.0000 | Material | 0 | 0.0000
671582 | A-807-1BHK Internal Flat Wiring. | No. | 1.0000 | 1.0000 | 12528 | PVC Copper Wire 2.5 Sqmm yellow | Mtrs | 0.0000 | 14.2800 | 158.001.001.005.004.003.001.007.007.004. | 14.2800 | Material | 0 | 0.0000
671582 | A-807-1BHK Internal Flat Wiring. | No. | 1.0000 | 1.0000 | 12475 | PVC Copper Wire 4 Sqmm black | Mtrs | 115.8500 | 21.1200 | 158.001.001.005.004.003.001.007.007.004. | 0.0000 | Material | 0 | 0.0000
671582 | A-807-1BHK Internal Flat Wiring. | No. | 1.0000 | 1.0000 | 13068 | PVC Copper Wire 4 Sqmm blue | Mtrs | 77.5000 | 10.0000 | 158.001.001.005.004.003.001.007.007.004. | 0.0000 | Material | 0 | 0.0000
671582 | A-807-1BHK Internal Flat Wiring. | No. | 1.0000 | 1.0000 | 12474 | PVC Copper Wire 4 Sqmm red | Mtrs | 0.0000 | 21.1200 | 158.001.001.005.004.003.001.007.007.004. | 0.0000 | Material | 0 | 0.0000
671582 | A-807-1BHK Internal Flat Wiring. | No. | 1.0000 | 1.0000 | 13067 | PVC Copper Wire 4 Sqmm yellow | Mtrs | 81.9250 | 10.0000 | 158.001.001.005.004.003.001.007.007.004. | 0.0000 | Material | 0 | 0.0000
671582 | A-807-1BHK Internal Flat Wiring. | No. | 1.0000 | 1.0000 | 1010 | RG-6 Co-Axial Cable | Mtrs | 0.0000 | 14.3900 | 158.001.001.005.004.003.001.007.007.004. | 0.0000 | Material | 0 | 0.0000
671584 | A-807-1BHK Int. Flat Switch Socket Material | No. | 1.0000 | 1.0000 | 5238 | 16A 1way switch w indi.(572063 | No. | 8.0000 | 127.5800 | 158.001.001.005.004.003.001.007.007.005. | 0.0000 | Material | 0 | 0.0000
671584 | A-807-1BHK Int. Flat Switch Socket Material | No. | 1.0000 | 1.0000 | 8655 | 16A socket (573471) | No. | 10.0000 | 254.0000 | 158.001.001.005.004.003.001.007.007.005. | 254.0000 | Material | 0 | 0.0000
671584 | A-807-1BHK Int. Flat Switch Socket Material | No. | 1.0000 | 1.0000 | 793 | 6 A Bell Push (573413) | No. | 1.0000 | 22.0500 | 158.001.001.005.004.003.001.007.007.005. | 22.0500 | Material | 0 | 0.0000
671584 | A-807-1BHK Int. Flat Switch Socket Material | No. | 1.0000 | 1.0000 | 7294 | 6A 2 Way Switch (573402) | No. | 4.0000 | 130.0000 | 158.001.001.005.004.003.001.007.007.005. | 0.0000 | Material | 0 | 0.0000
671584 | A-807-1BHK Int. Flat Switch Socket Material | No. | 1.0000 | 1.0000 | 28162 | 6A 3Pin Socket (573424) | No. | 25.0000 | 290.0000 | 158.001.001.005.004.003.001.007.007.005. | 290.0000 | Material | 0 | 0.0000
671584 | A-807-1BHK Int. Flat Switch Socket Material | No. | 1.0000 | 1.0000 | 5240 | 6A One way Switch (573400) | No. | 51.0000 | 72.7600 | 158.001.001.005.004.003.001.007.007.005. | 0.0000 | Material | 0 | 0.0000
671584 | A-807-1BHK Int. Flat Switch Socket Material | No. | 1.0000 | 1.0000 | 2556 | Angle Holder | No. | 5.0000 | 28.0000 | 158.001.001.005.004.003.001.007.007.005. | 0.0000 | Material | 0 | 0.0000
671584 | A-807-1BHK Int. Flat Switch Socket Material | No. | 1.0000 | 1.0000 | 5244 | Blank Plate 1m (573449) | No. | 9.0000 | 19.8400 | 158.001.001.005.004.003.001.007.007.005. | 0.0000 | Material | 0 | 0.0000
671584 | A-807-1BHK Int. Flat Switch Socket Material | No. | 1.0000 | 1.0000 | 1714 | Connector | No. | 4.0000 | 9.0000 | 158.001.001.005.004.003.001.007.007.005. | 0.0000 | Material | 0 | 0.0000
671584 | A-807-1BHK Int. Flat Switch Socket Material | No. | 1.0000 | 1.0000 | 6758 | Fan Step Reg (573469) | No. | 6.0000 | 432.3400 | 158.001.001.005.004.003.001.007.007.005. | 0.0000 | Material | 0 | 0.0000
671584 | A-807-1BHK Int. Flat Switch Socket Material | No. | 1.0000 | 1.0000 | 3287 | Round Plate 4" - No. | No. | 38.0000 | 9.0000 | 158.001.001.005.004.003.001.007.007.005. | 0.0000 | Material | 0 | 0.0000
671584 | A-807-1BHK Int. Flat Switch Socket Material | No. | 1.0000 | 1.0000 | 9555 | Round Plate 6" | No. | 6.0000 | 6.0000 | 158.001.001.005.004.003.001.007.007.005. | 0.0000 | Material | 0 | 0.0000
671584 | A-807-1BHK Int. Flat Switch Socket Material | No. | 1.0000 | 1.0000 | 6757 | T.V. Socket (573425) | No. | 3.0000 | 83.1600 | 158.001.001.005.004.003.001.007.007.005. | 0.0000 | Material | 0 | 0.0000
671584 | A-807-1BHK Int. Flat Switch Socket Material | No. | 1.0000 | 1.0000 | 5242 | Tel. Socket 1mod (573426) | No. | 1.0000 | 79.3800 | 158.001.001.005.004.003.001.007.007.005. | 0.0000 | Material | 0 | 0.0000
562883 | A-808-3BHK Internal Electrical work | No. | 1.0000 | 1.0000 | 26454 | 12 Module GI Concealed Box | No. | 2.0000 | 255.0000 | 158.001.001.005.004.003.001.007.008.001. | 255.0000 | Material | 0 | 0.0000
562883 | A-808-3BHK Internal Electrical work | No. | 1.0000 | 1.0000 | 5245 | 12M Plate (575770) | No. | 2.0000 | 225.8600 | 158.001.001.005.004.003.001.007.008.001. | 0.0000 | Material | 0 | 0.0000
562883 | A-808-3BHK Internal Electrical work | No. | 1.0000 | 1.0000 | 26448 | 2 Module GI Concealed Box | No. | 13.0000 | 75.0000 | 158.001.001.005.004.003.001.007.008.001. | 75.0000 | Material | 0 | 0.0000
562883 | A-808-3BHK Internal Electrical work | No. | 1.0000 | 1.0000 | 5250 | 2M Plate (575710) | No. | 13.0000 | 60.4800 | 158.001.001.005.004.003.001.007.008.001. | 0.0000 | Material | 0 | 0.0000
562883 | A-808-3BHK Internal Electrical work | No. | 1.0000 | 1.0000 | 26449 | 3 Module GI Concealed Box | No. | 11.0000 | 105.0000 | 158.001.001.005.004.003.001.007.008.001. | 105.0000 | Material | 0 | 0.0000
562883 | A-808-3BHK Internal Electrical work | No. | 1.0000 | 1.0000 | 5249 | 3M Plate (575720) | No. | 11.0000 | 68.9800 | 158.001.001.005.004.003.001.007.008.001. | 0.0000 | Material | 0 | 0.0000
562883 | A-808-3BHK Internal Electrical work | No. | 1.0000 | 1.0000 | 26450 | 4 Module GI Concealed Box | No. | 4.0000 | 130.0000 | 158.001.001.005.004.003.001.007.008.001. | 130.0000 | Material | 0 | 0.0000
562883 | A-808-3BHK Internal Electrical work | No. | 1.0000 | 1.0000 | 5248 | 4M Plate (575730) | No. | 4.0000 | 72.7600 | 158.001.001.005.004.003.001.007.008.001. | 0.0000 | Material | 0 | 0.0000
562883 | A-808-3BHK Internal Electrical work | No. | 1.0000 | 1.0000 | 26451 | 6 Module GI Concealed Box | No. | 9.0000 | 160.0000 | 158.001.001.005.004.003.001.007.008.001. | 160.0000 | Material | 0 | 0.0000
562883 | A-808-3BHK Internal Electrical work | No. | 1.0000 | 1.0000 | 5247 | 6M Plate (575740) | No. | 9.0000 | 131.3500 | 158.001.001.005.004.003.001.007.008.001. | 0.0000 | Material | 0 | 0.0000
562883 | A-808-3BHK Internal Electrical work | No. | 1.0000 | 1.0000 | 26452 | 8 Module GI Concealed Box | No. | 5.0000 | 215.0000 | 158.001.001.005.004.003.001.007.008.001. | 215.0000 | Material | 0 | 0.0000
562883 | A-808-3BHK Internal Electrical work | No. | 1.0000 | 1.0000 | 5246 | 8M Hzl Plate (575750) | No. | 5.0000 | 144.5800 | 158.001.001.005.004.003.001.007.008.001. | 0.0000 | Material | 0 | 0.0000
567205 | A-808-3BHK Wall Conduting Material | No. | 1.0000 | 1.0000 | 8482 | Flexible Pipe 3/4" | Mtrs | 3.0000 | 5.2500 | 158.001.001.005.004.003.001.007.008.002. | 0.0000 | Material | 0 | 0.0000
567205 | A-808-3BHK Wall Conduting Material | No. | 1.0000 | 1.0000 | 501 | Nails 3" | Kgs | 0.5000 | 63.0000 | 158.001.001.005.004.003.001.007.008.002. | 0.0000 | Material | 0 | 0.0000
567205 | A-808-3BHK Wall Conduting Material | No. | 1.0000 | 1.0000 | 3246 | PVC 1 way Junction Box 1" | No. | 6.0000 | 18.2000 | 158.001.001.005.004.003.001.007.008.002. | 0.0000 | Material | 0 | 0.0000
567205 | A-808-3BHK Wall Conduting Material | No. | 1.0000 | 1.0000 | 838 | PVC Conduit Bend 1" | No. | 15.0000 | 6.3500 | 158.001.001.005.004.003.001.007.008.002. | 6.3500 | Material | 0 | 0.0000
567205 | A-808-3BHK Wall Conduting Material | No. | 1.0000 | 1.0000 | 837 | PVC Conduit Pipe 1" mtrs | Mtrs | 105.0000 | 18.6000 | 158.001.001.005.004.003.001.007.008.002. | 18.6000 | Material | 0 | 0.0000
571965 | A-808-3BHK Internal Flat DB Work | No. | 1.0000 | 1.0000 | 28289 | 10A Single Pole MCB (IH31P0C010) | No. | 3.0000 | 100.0000 | 158.001.001.005.004.003.001.007.008.003. | 100.0000 | Material | 0 | 0.0000
571965 | A-808-3BHK Internal Flat DB Work | No. | 1.0000 | 1.0000 | 28297 | 20A Single Pole MCB (IH31P0C020) | No. | 9.0000 | 300.0000 | 158.001.001.005.004.003.001.007.008.003. | 300.0000 | Material | 0 | 0.0000
571965 | A-808-3BHK Internal Flat DB Work | No. | 1.0000 | 1.0000 | 28545 | 40 AMP RCCB 4 Pole 30ma IH3R440030 | No. | 1.0000 | 118.0000 | 158.001.001.005.004.003.001.007.008.003. | 100.0000 | Material | 45 | 18.0000 | C+S GST 18% I/P RD
571965 | A-808-3BHK Internal Flat DB Work | No. | 1.0000 | 1.0000 | 28777 | 6 Way TPN DB with tel. compartment IHETPNTV006 | No. | 1.0000 | 118.0000 | 158.001.001.005.004.003.001.007.008.003. | 100.0000 | Material | 45 | 18.0000 | C+S GST 18% I/P RD
606868 | A-808-3BHK Int. Flat Switch Socket Material | No. | 1.0000 | 1.0000 | 5238 | 16A 1way switch w indi.(572063 | No. | 12.0000 | 127.5800 | 158.001.001.005.004.003.001.007.008.004. | 0.0000 | Material | 0 | 0.0000
606868 | A-808-3BHK Int. Flat Switch Socket Material | No. | 1.0000 | 1.0000 | 8655 | 16A socket (573471) | No. | 12.0000 | 254.0000 | 158.001.001.005.004.003.001.007.008.004. | 254.0000 | Material | 0 | 0.0000
606868 | A-808-3BHK Int. Flat Switch Socket Material | No. | 1.0000 | 1.0000 | 793 | 6 A Bell Push (573413) | No. | 1.0000 | 22.0500 | 158.001.001.005.004.003.001.007.008.004. | 0.0000 | Material | 0 | 0.0000
606868 | A-808-3BHK Int. Flat Switch Socket Material | No. | 1.0000 | 1.0000 | 7294 | 6A 2 Way Switch (573402) | No. | 6.0000 | 130.0000 | 158.001.001.005.004.003.001.007.008.004. | 0.0000 | Material | 0 | 0.0000
606868 | A-808-3BHK Int. Flat Switch Socket Material | No. | 1.0000 | 1.0000 | 28162 | 6A 3Pin Socket (573424) | No. | 30.0000 | 290.0000 | 158.001.001.005.004.003.001.007.008.004. | 290.0000 | Material | 0 | 0.0000
606868 | A-808-3BHK Int. Flat Switch Socket Material | No. | 1.0000 | 1.0000 | 5240 | 6A One way Switch (573400) | No. | 61.0000 | 72.7600 | 158.001.001.005.004.003.001.007.008.004. | 0.0000 | Material | 0 | 0.0000
606868 | A-808-3BHK Int. Flat Switch Socket Material | No. | 1.0000 | 1.0000 | 2556 | Angle Holder | No. | 6.0000 | 28.0000 | 158.001.001.005.004.003.001.007.008.004. | 0.0000 | Material | 0 | 0.0000
606868 | A-808-3BHK Int. Flat Switch Socket Material | No. | 1.0000 | 1.0000 | 5244 | Blank Plate 1m (573449) | No. | 9.0000 | 19.8400 | 158.001.001.005.004.003.001.007.008.004. | 0.0000 | Material | 0 | 0.0000
606868 | A-808-3BHK Int. Flat Switch Socket Material | No. | 1.0000 | 1.0000 | 1714 | Connector | No. | 5.0000 | 9.0000 | 158.001.001.005.004.003.001.007.008.004. | 0.0000 | Material | 0 | 0.0000
606868 | A-808-3BHK Int. Flat Switch Socket Material | No. | 1.0000 | 1.0000 | 6758 | Fan Step Reg (573469) | No. | 7.0000 | 432.3400 | 158.001.001.005.004.003.001.007.008.004. | 0.0000 | Material | 0 | 0.0000
606868 | A-808-3BHK Int. Flat Switch Socket Material | No. | 1.0000 | 1.0000 | 3287 | Round Plate 4" - No. | No. | 44.0000 | 9.0000 | 158.001.001.005.004.003.001.007.008.004. | 0.0000 | Material | 0 | 0.0000
606868 | A-808-3BHK Int. Flat Switch Socket Material | No. | 1.0000 | 1.0000 | 9555 | Round Plate 6" | No. | 7.0000 | 6.0000 | 158.001.001.005.004.003.001.007.008.004. | 0.0000 | Material | 0 | 0.0000
606868 | A-808-3BHK Int. Flat Switch Socket Material | No. | 1.0000 | 1.0000 | 6757 | T.V. Socket (573425) | No. | 4.0000 | 83.1600 | 158.001.001.005.004.003.001.007.008.004. | 0.0000 | Material | 0 | 0.0000
606868 | A-808-3BHK Int. Flat Switch Socket Material | No. | 1.0000 | 1.0000 | 5242 | Tel. Socket 1mod (573426) | No. | 1.0000 | 79.3800 | 158.001.001.005.004.003.001.007.008.004. | 0.0000 | Material | 0 | 0.0000
671583 | A-808-3BHK Internal Flat Wiring. | No. | 1.0000 | 1.0000 | 23458 | 2 Pair telephone cable | Mtrs | 9.7500 | 50.0000 | 158.001.001.005.004.003.001.007.008.005. | 50.0000 | Material | 0 | 0.0000
671583 | A-808-3BHK Internal Flat Wiring. | No. | 1.0000 | 1.0000 | 12468 | PVC Copper Wire 1.5 Sqmm black | Mtrs | 47.9000 | 8.8600 | 158.001.001.005.004.003.001.007.008.005. | 8.8600 | Material | 0 | 0.0000
671583 | A-808-3BHK Internal Flat Wiring. | No. | 1.0000 | 1.0000 | 12530 | PVC Copper Wire 1.5 Sqmm blue | Mtrs | 139.0000 | 8.8600 | 158.001.001.005.004.003.001.007.008.005. | 8.8600 | Material | 0 | 0.0000
671583 | A-808-3BHK Internal Flat Wiring. | No. | 1.0000 | 1.0000 | 12469 | PVC Copper Wire 1.5 Sqmm green | Mtrs | 78.9800 | 8.8700 | 158.001.001.005.004.003.001.007.008.005. | 0.0000 | Material | 0 | 0.0000
671583 | A-808-3BHK Internal Flat Wiring. | No. | 1.0000 | 1.0000 | 26439 | PVC Copper Wire 1.5 Sqmm Grey | Mtrs | 0.0000 | 100.0000 | 158.001.001.005.004.003.001.007.008.005. | 100.0000 | Material | 0 | 0.0000
671583 | A-808-3BHK Internal Flat Wiring. | No. | 1.0000 | 1.0000 | 12466 | PVC Copper Wire 1.5 Sqmm red | Mtrs | 46.0000 | 8.8700 | 158.001.001.005.004.003.001.007.008.005. | 8.8700 | Material | 0 | 0.0000
671583 | A-808-3BHK Internal Flat Wiring. | No. | 1.0000 | 1.0000 | 12529 | PVC Copper Wire 1.5 Sqmm yellow | Mtrs | 168.0000 | 10.0000 | 158.001.001.005.004.003.001.007.008.005. | 10.0000 | Material | 0 | 0.0000
671583 | A-808-3BHK Internal Flat Wiring. | No. | 1.0000 | 1.0000 | 12471 | PVC Copper Wire 2.5 Sqmm black | Mtrs | 94.0000 | 14.2800 | 158.001.001.005.004.003.001.007.008.005. | 14.2800 | Material | 0 | 0.0000
671583 | A-808-3BHK Internal Flat Wiring. | No. | 1.0000 | 1.0000 | 12527 | PVC Copper Wire 2.5 Sqmm blue | Mtrs | 0 | 14.2800 | 158.001.001.005.004.003.001.007.008.005. | 0.0000 | Material | 0 | 0.0000
671583 | A-808-3BHK Internal Flat Wiring. | No. | 1.0000 | 1.0000 | 12472 | PVC Copper Wire 2.5 Sqmm green | Mtrs | 104.0000 | 14.2800 | 158.001.001.005.004.003.001.007.008.005. | 0.0000 | Material | 0 | 0.0000
671583 | A-808-3BHK Internal Flat Wiring. | No. | 1.0000 | 1.0000 | 12470 | PVC Copper Wire 2.5 Sqmm red | Mtrs | 75.2500 | 14.2800 | 158.001.001.005.004.003.001.007.008.005. | 0.0000 | Material | 0 | 0.0000
671583 | A-808-3BHK Internal Flat Wiring. | No. | 1.0000 | 1.0000 | 12528 | PVC Copper Wire 2.5 Sqmm yellow | Mtrs | 0.0000 | 14.2800 | 158.001.001.005.004.003.001.007.008.005. | 14.2800 | Material | 0 | 0.0000
671583 | A-808-3BHK Internal Flat Wiring. | No. | 1.0000 | 1.0000 | 12475 | PVC Copper Wire 4 Sqmm black | Mtrs | 109.0000 | 21.1200 | 158.001.001.005.004.003.001.007.008.005. | 0.0000 | Material | 0 | 0.0000
671583 | A-808-3BHK Internal Flat Wiring. | No. | 1.0000 | 1.0000 | 13068 | PVC Copper Wire 4 Sqmm blue | Mtrs | 28.0000 | 10.0000 | 158.001.001.005.004.003.001.007.008.005. | 0.0000 | Material | 0 | 0.0000
671583 | A-808-3BHK Internal Flat Wiring. | No. | 1.0000 | 1.0000 | 12474 | PVC Copper Wire 4 Sqmm red | Mtrs | 28.0000 | 21.1200 | 158.001.001.005.004.003.001.007.008.005. | 0.0000 | Material | 0 | 0.0000
671583 | A-808-3BHK Internal Flat Wiring. | No. | 1.0000 | 1.0000 | 13067 | PVC Copper Wire 4 Sqmm yellow | Mtrs | 59.0000 | 10.0000 | 158.001.001.005.004.003.001.007.008.005. | 0.0000 | Material | 0 | 0.0000
671583 | A-808-3BHK Internal Flat Wiring. | No. | 1.0000 | 1.0000 | 1010 | RG-6 Co-Axial Cable | Mtrs | 17.0000 | 14.3900 | 158.001.001.005.004.003.001.007.008.005. | 0.0000 | Material | 0 | 0.0000
562884 | A-901-3BHK Internal Electrical work | No. | 1.0000 | 1.0000 | 26454 | 12 Module GI Concealed Box | No. | 2.0000 | 255.0000 | 158.001.001.005.004.003.001.008.001.001. | 255.0000 | Material | 0 | 0.0000
562884 | A-901-3BHK Internal Electrical work | No. | 1.0000 | 1.0000 | 5245 | 12M Plate (575770) | No. | 2.0000 | 225.8600 | 158.001.001.005.004.003.001.008.001.001. | 0.0000 | Material | 0 | 0.0000
562884 | A-901-3BHK Internal Electrical work | No. | 1.0000 | 1.0000 | 26448 | 2 Module GI Concealed Box | No. | 13.0000 | 75.0000 | 158.001.001.005.004.003.001.008.001.001. | 75.0000 | Material | 0 | 0.0000
562884 | A-901-3BHK Internal Electrical work | No. | 1.0000 | 1.0000 | 5250 | 2M Plate (575710) | No. | 13.0000 | 60.4800 | 158.001.001.005.004.003.001.008.001.001. | 0.0000 | Material | 0 | 0.0000
562884 | A-901-3BHK Internal Electrical work | No. | 1.0000 | 1.0000 | 26449 | 3 Module GI Concealed Box | No. | 11.0000 | 105.0000 | 158.001.001.005.004.003.001.008.001.001. | 105.0000 | Material | 0 | 0.0000
562884 | A-901-3BHK Internal Electrical work | No. | 1.0000 | 1.0000 | 5249 | 3M Plate (575720) | No. | 11.0000 | 68.9800 | 158.001.001.005.004.003.001.008.001.001. | 0.0000 | Material | 0 | 0.0000
562884 | A-901-3BHK Internal Electrical work | No. | 1.0000 | 1.0000 | 26450 | 4 Module GI Concealed Box | No. | 4.0000 | 130.0000 | 158.001.001.005.004.003.001.008.001.001. | 130.0000 | Material | 0 | 0.0000
562884 | A-901-3BHK Internal Electrical work | No. | 1.0000 | 1.0000 | 5248 | 4M Plate (575730) | No. | 4.0000 | 72.7600 | 158.001.001.005.004.003.001.008.001.001. | 0.0000 | Material | 0 | 0.0000
562884 | A-901-3BHK Internal Electrical work | No. | 1.0000 | 1.0000 | 26451 | 6 Module GI Concealed Box | No. | 9.0000 | 160.0000 | 158.001.001.005.004.003.001.008.001.001. | 160.0000 | Material | 0 | 0.0000
562884 | A-901-3BHK Internal Electrical work | No. | 1.0000 | 1.0000 | 5247 | 6M Plate (575740) | No. | 9.0000 | 131.3500 | 158.001.001.005.004.003.001.008.001.001. | 0.0000 | Material | 0 | 0.0000
562884 | A-901-3BHK Internal Electrical work | No. | 1.0000 | 1.0000 | 26452 | 8 Module GI Concealed Box | No. | 5.0000 | 215.0000 | 158.001.001.005.004.003.001.008.001.001. | 215.0000 | Material | 0 | 0.0000
562884 | A-901-3BHK Internal Electrical work | No. | 1.0000 | 1.0000 | 5246 | 8M Hzl Plate (575750) | No. | 5.0000 | 144.5800 | 158.001.001.005.004.003.001.008.001.001. | 0.0000 | Material | 0 | 0.0000
567206 | A-901-3BHK Wall Conduting Material | No. | 1.0000 | 1.0000 | 8482 | Flexible Pipe 3/4" | Mtrs | 3.0000 | 5.2500 | 158.001.001.005.004.003.001.008.001.002. | 0.0000 | Material | 0 | 0.0000
567206 | A-901-3BHK Wall Conduting Material | No. | 1.0000 | 1.0000 | 501 | Nails 3" | Kgs | 0.5000 | 63.0000 | 158.001.001.005.004.003.001.008.001.002. | 0.0000 | Material | 0 | 0.0000
567206 | A-901-3BHK Wall Conduting Material | No. | 1.0000 | 1.0000 | 3246 | PVC 1 way Junction Box 1" | No. | 6.0000 | 18.2000 | 158.001.001.005.004.003.001.008.001.002. | 0.0000 | Material | 0 | 0.0000
567206 | A-901-3BHK Wall Conduting Material | No. | 1.0000 | 1.0000 | 838 | PVC Conduit Bend 1" | No. | 15.0000 | 6.3500 | 158.001.001.005.004.003.001.008.001.002. | 6.3500 | Material | 0 | 0.0000
567206 | A-901-3BHK Wall Conduting Material | No. | 1.0000 | 1.0000 | 837 | PVC Conduit Pipe 1" mtrs | Mtrs | 105.0000 | 18.6000 | 158.001.001.005.004.003.001.008.001.002. | 18.6000 | Material | 0 | 0.0000
571966 | A-901-3BHK Internal Flat DB Work | No. | 1.0000 | 1.0000 | 28289 | 10A Single Pole MCB (IH31P0C010) | No. | 3.0000 | 100.0000 | 158.001.001.005.004.003.001.008.001.003. | 100.0000 | Material | 0 | 0.0000
571966 | A-901-3BHK Internal Flat DB Work | No. | 1.0000 | 1.0000 | 28297 | 20A Single Pole MCB (IH31P0C020) | No. | 9.0000 | 300.0000 | 158.001.001.005.004.003.001.008.001.003. | 300.0000 | Material | 0 | 0.0000
571966 | A-901-3BHK Internal Flat DB Work | No. | 1.0000 | 1.0000 | 28545 | 40 AMP RCCB 4 Pole 30ma IH3R440030 | No. | 1.0000 | 118.0000 | 158.001.001.005.004.003.001.008.001.003. | 100.0000 | Material | 45 | 18.0000 | C+S GST 18% I/P RD
571966 | A-901-3BHK Internal Flat DB Work | No. | 1.0000 | 1.0000 | 28777 | 6 Way TPN DB with tel. compartment IHETPNTV006 | No. | 1.0000 | 118.0000 | 158.001.001.005.004.003.001.008.001.003. | 100.0000 | Material | 45 | 18.0000 | C+S GST 18% I/P RD
606869 | A-901-3BHK Int. Flat Switch Socket Material | No. | 1.0000 | 1.0000 | 5238 | 16A 1way switch w indi.(572063 | No. | 12.0000 | 127.5800 | 158.001.001.005.004.003.001.008.001.004. | 0.0000 | Material | 0 | 0.0000
606869 | A-901-3BHK Int. Flat Switch Socket Material | No. | 1.0000 | 1.0000 | 8655 | 16A socket (573471) | No. | 12.0000 | 254.0000 | 158.001.001.005.004.003.001.008.001.004. | 254.0000 | Material | 0 | 0.0000
606869 | A-901-3BHK Int. Flat Switch Socket Material | No. | 1.0000 | 1.0000 | 793 | 6 A Bell Push (573413) | No. | 1.0000 | 22.0500 | 158.001.001.005.004.003.001.008.001.004. | 0.0000 | Material | 0 | 0.0000
606869 | A-901-3BHK Int. Flat Switch Socket Material | No. | 1.0000 | 1.0000 | 7294 | 6A 2 Way Switch (573402) | No. | 6.0000 | 130.0000 | 158.001.001.005.004.003.001.008.001.004. | 0.0000 | Material | 0 | 0.0000
606869 | A-901-3BHK Int. Flat Switch Socket Material | No. | 1.0000 | 1.0000 | 28162 | 6A 3Pin Socket (573424) | No. | 30.0000 | 290.0000 | 158.001.001.005.004.003.001.008.001.004. | 290.0000 | Material | 0 | 0.0000
606869 | A-901-3BHK Int. Flat Switch Socket Material | No. | 1.0000 | 1.0000 | 5240 | 6A One way Switch (573400) | No. | 61.0000 | 72.7600 | 158.001.001.005.004.003.001.008.001.004. | 0.0000 | Material | 0 | 0.0000
606869 | A-901-3BHK Int. Flat Switch Socket Material | No. | 1.0000 | 1.0000 | 2556 | Angle Holder | No. | 6.0000 | 28.0000 | 158.001.001.005.004.003.001.008.001.004. | 0.0000 | Material | 0 | 0.0000
606869 | A-901-3BHK Int. Flat Switch Socket Material | No. | 1.0000 | 1.0000 | 5244 | Blank Plate 1m (573449) | No. | 9.0000 | 19.8400 | 158.001.001.005.004.003.001.008.001.004. | 0.0000 | Material | 0 | 0.0000
606869 | A-901-3BHK Int. Flat Switch Socket Material | No. | 1.0000 | 1.0000 | 1714 | Connector | No. | 5.0000 | 9.0000 | 158.001.001.005.004.003.001.008.001.004. | 0.0000 | Material | 0 | 0.0000
606869 | A-901-3BHK Int. Flat Switch Socket Material | No. | 1.0000 | 1.0000 | 6758 | Fan Step Reg (573469) | No. | 7.0000 | 432.3400 | 158.001.001.005.004.003.001.008.001.004. | 0.0000 | Material | 0 | 0.0000
606869 | A-901-3BHK Int. Flat Switch Socket Material | No. | 1.0000 | 1.0000 | 3287 | Round Plate 4" - No. | No. | 44.0000 | 9.0000 | 158.001.001.005.004.003.001.008.001.004. | 0.0000 | Material | 0 | 0.0000
606869 | A-901-3BHK Int. Flat Switch Socket Material | No. | 1.0000 | 1.0000 | 9555 | Round Plate 6" | No. | 7.0000 | 6.0000 | 158.001.001.005.004.003.001.008.001.004. | 0.0000 | Material | 0 | 0.0000
606869 | A-901-3BHK Int. Flat Switch Socket Material | No. | 1.0000 | 1.0000 | 6757 | T.V. Socket (573425) | No. | 4.0000 | 83.1600 | 158.001.001.005.004.003.001.008.001.004. | 0.0000 | Material | 0 | 0.0000
606869 | A-901-3BHK Int. Flat Switch Socket Material | No. | 1.0000 | 1.0000 | 5242 | Tel. Socket 1mod (573426) | No. | 1.0000 | 79.3800 | 158.001.001.005.004.003.001.008.001.004. | 0.0000 | Material | 0 | 0.0000
671585 | A-901-3BHK Internal Flat Wiring. | No. | 1.0000 | 1.0000 | 23458 | 2 Pair telephone cable | Mtrs | 9.7500 | 50.0000 | 158.001.001.005.004.003.001.008.001.005. | 50.0000 | Material | 0 | 0.0000
671585 | A-901-3BHK Internal Flat Wiring. | No. | 1.0000 | 1.0000 | 12468 | PVC Copper Wire 1.5 Sqmm black | Mtrs | 0.0000 | 8.8600 | 158.001.001.005.004.003.001.008.001.005. | 8.8600 | Material | 0 | 0.0000
671585 | A-901-3BHK Internal Flat Wiring. | No. | 1.0000 | 1.0000 | 12530 | PVC Copper Wire 1.5 Sqmm blue | Mtrs | 139.0000 | 8.8600 | 158.001.001.005.004.003.001.008.001.005. | 8.8600 | Material | 0 | 0.0000
671585 | A-901-3BHK Internal Flat Wiring. | No. | 1.0000 | 1.0000 | 12469 | PVC Copper Wire 1.5 Sqmm green | Mtrs | 78.9800 | 8.8700 | 158.001.001.005.004.003.001.008.001.005. | 0.0000 | Material | 0 | 0.0000
671585 | A-901-3BHK Internal Flat Wiring. | No. | 1.0000 | 1.0000 | 26439 | PVC Copper Wire 1.5 Sqmm Grey | Mtrs | 0.0000 | 100.0000 | 158.001.001.005.004.003.001.008.001.005. | 100.0000 | Material | 0 | 0.0000
671585 | A-901-3BHK Internal Flat Wiring. | No. | 1.0000 | 1.0000 | 12466 | PVC Copper Wire 1.5 Sqmm red | Mtrs | 46.0000 | 8.8700 | 158.001.001.005.004.003.001.008.001.005. | 8.8700 | Material | 0 | 0.0000
671585 | A-901-3BHK Internal Flat Wiring. | No. | 1.0000 | 1.0000 | 12529 | PVC Copper Wire 1.5 Sqmm yellow | Mtrs | 168.0000 | 10.0000 | 158.001.001.005.004.003.001.008.001.005. | 10.0000 | Material | 0 | 0.0000
671585 | A-901-3BHK Internal Flat Wiring. | No. | 1.0000 | 1.0000 | 12471 | PVC Copper Wire 2.5 Sqmm black | Mtrs | 94.0000 | 14.2800 | 158.001.001.005.004.003.001.008.001.005. | 14.2800 | Material | 0 | 0.0000
671585 | A-901-3BHK Internal Flat Wiring. | No. | 1.0000 | 1.0000 | 12527 | PVC Copper Wire 2.5 Sqmm blue | Mtrs | 0 | 14.2800 | 158.001.001.005.004.003.001.008.001.005. | 0.0000 | Material | 0 | 0.0000
671585 | A-901-3BHK Internal Flat Wiring. | No. | 1.0000 | 1.0000 | 12472 | PVC Copper Wire 2.5 Sqmm green | Mtrs | 104.0000 | 14.2800 | 158.001.001.005.004.003.001.008.001.005. | 0.0000 | Material | 0 | 0.0000
671585 | A-901-3BHK Internal Flat Wiring. | No. | 1.0000 | 1.0000 | 12470 | PVC Copper Wire 2.5 Sqmm red | Mtrs | 75.2500 | 14.2800 | 158.001.001.005.004.003.001.008.001.005. | 0.0000 | Material | 0 | 0.0000
671585 | A-901-3BHK Internal Flat Wiring. | No. | 1.0000 | 1.0000 | 12528 | PVC Copper Wire 2.5 Sqmm yellow | Mtrs | 0.0000 | 14.2800 | 158.001.001.005.004.003.001.008.001.005. | 14.2800 | Material | 0 | 0.0000
671585 | A-901-3BHK Internal Flat Wiring. | No. | 1.0000 | 1.0000 | 12475 | PVC Copper Wire 4 Sqmm black | Mtrs | 109.0000 | 21.1200 | 158.001.001.005.004.003.001.008.001.005. | 0.0000 | Material | 0 | 0.0000
671585 | A-901-3BHK Internal Flat Wiring. | No. | 1.0000 | 1.0000 | 13068 | PVC Copper Wire 4 Sqmm blue | Mtrs | 28.0000 | 10.0000 | 158.001.001.005.004.003.001.008.001.005. | 0.0000 | Material | 0 | 0.0000
671585 | A-901-3BHK Internal Flat Wiring. | No. | 1.0000 | 1.0000 | 12474 | PVC Copper Wire 4 Sqmm red | Mtrs | 28.0000 | 21.1200 | 158.001.001.005.004.003.001.008.001.005. | 0.0000 | Material | 0 | 0.0000
671585 | A-901-3BHK Internal Flat Wiring. | No. | 1.0000 | 1.0000 | 13067 | PVC Copper Wire 4 Sqmm yellow | Mtrs | 59.0000 | 10.0000 | 158.001.001.005.004.003.001.008.001.005. | 0.0000 | Material | 0 | 0.0000
671585 | A-901-3BHK Internal Flat Wiring. | No. | 1.0000 | 1.0000 | 1010 | RG-6 Co-Axial Cable | Mtrs | 17.0000 | 14.3900 | 158.001.001.005.004.003.001.008.001.005. | 0.0000 | Material | 0 | 0.0000
562885 | A-902-2BHK Internal Electrical work | No. | 1.0000 | 1.0000 | 26454 | 12 Module GI Concealed Box | No. | 2.0000 | 255.0000 | 158.001.001.005.004.003.001.008.002.001. | 255.0000 | Material | 0 | 0.0000
562885 | A-902-2BHK Internal Electrical work | No. | 1.0000 | 1.0000 | 5245 | 12M Plate (575770) | No. | 2.0000 | 225.8600 | 158.001.001.005.004.003.001.008.002.001. | 0.0000 | Material | 0 | 0.0000
562885 | A-902-2BHK Internal Electrical work | No. | 1.0000 | 1.0000 | 26448 | 2 Module GI Concealed Box | No. | 9.0000 | 75.0000 | 158.001.001.005.004.003.001.008.002.001. | 75.0000 | Material | 0 | 0.0000
562885 | A-902-2BHK Internal Electrical work | No. | 1.0000 | 1.0000 | 5250 | 2M Plate (575710) | No. | 9.0000 | 60.4800 | 158.001.001.005.004.003.001.008.002.001. | 0.0000 | Material | 0 | 0.0000
562885 | A-902-2BHK Internal Electrical work | No. | 1.0000 | 1.0000 | 26449 | 3 Module GI Concealed Box | No. | 11.0000 | 105.0000 | 158.001.001.005.004.003.001.008.002.001. | 105.0000 | Material | 0 | 0.0000
562885 | A-902-2BHK Internal Electrical work | No. | 1.0000 | 1.0000 | 5249 | 3M Plate (575720) | No. | 11.0000 | 68.9800 | 158.001.001.005.004.003.001.008.002.001. | 0.0000 | Material | 0 | 0.0000
562885 | A-902-2BHK Internal Electrical work | No. | 1.0000 | 1.0000 | 26450 | 4 Module GI Concealed Box | No. | 3.0000 | 130.0000 | 158.001.001.005.004.003.001.008.002.001. | 130.0000 | Material | 0 | 0.0000
562885 | A-902-2BHK Internal Electrical work | No. | 1.0000 | 1.0000 | 5248 | 4M Plate (575730) | No. | 3.0000 | 72.7600 | 158.001.001.005.004.003.001.008.002.001. | 0.0000 | Material | 0 | 0.0000
562885 | A-902-2BHK Internal Electrical work | No. | 1.0000 | 1.0000 | 26451 | 6 Module GI Concealed Box | No. | 7.0000 | 160.0000 | 158.001.001.005.004.003.001.008.002.001. | 160.0000 | Material | 0 | 0.0000
562885 | A-902-2BHK Internal Electrical work | No. | 1.0000 | 1.0000 | 5247 | 6M Plate (575740) | No. | 7.0000 | 131.3500 | 158.001.001.005.004.003.001.008.002.001. | 0.0000 | Material | 0 | 0.0000
562885 | A-902-2BHK Internal Electrical work | No. | 1.0000 | 1.0000 | 26452 | 8 Module GI Concealed Box | No. | 4.0000 | 215.0000 | 158.001.001.005.004.003.001.008.002.001. | 215.0000 | Material | 0 | 0.0000
562885 | A-902-2BHK Internal Electrical work | No. | 1.0000 | 1.0000 | 5246 | 8M Hzl Plate (575750) | No. | 4.0000 | 144.5800 | 158.001.001.005.004.003.001.008.002.001. | 0.0000 | Material | 0 | 0.0000
567216 | A-902-2BHK Wall Conduting Material 2BHK | No. | 1.0000 | 1.0000 | 8482 | Flexible Pipe 3/4" | Mtrs | 3.0000 | 5.2500 | 158.001.001.005.004.003.001.008.002.002. | 0.0000 | Material | 0 | 0.0000
567216 | A-902-2BHK Wall Conduting Material 2BHK | No. | 1.0000 | 1.0000 | 501 | Nails 3" | Kgs | 0.5000 | 63.0000 | 158.001.001.005.004.003.001.008.002.002. | 0.0000 | Material | 0 | 0.0000
567216 | A-902-2BHK Wall Conduting Material 2BHK | No. | 1.0000 | 1.0000 | 3246 | PVC 1 way Junction Box 1" | No. | 4.0000 | 18.2000 | 158.001.001.005.004.003.001.008.002.002. | 0.0000 | Material | 0 | 0.0000
567216 | A-902-2BHK Wall Conduting Material 2BHK | No. | 1.0000 | 1.0000 | 838 | PVC Conduit Bend 1" | No. | 13.0000 | 6.3500 | 158.001.001.005.004.003.001.008.002.002. | 6.3500 | Material | 0 | 0.0000
567216 | A-902-2BHK Wall Conduting Material 2BHK | No. | 1.0000 | 1.0000 | 837 | PVC Conduit Pipe 1" mtrs | Mtrs | 90.0000 | 18.6000 | 158.001.001.005.004.003.001.008.002.002. | 18.6000 | Material | 0 | 0.0000
571967 | A-902-2BHK Internal Flat DB Work | No. | 1.0000 | 1.0000 | 28289 | 10A Single Pole MCB (IH31P0C010) | No. | 4.0000 | 100.0000 | 158.001.001.005.004.003.001.008.002.003. | 100.0000 | Material | 0 | 0.0000
571967 | A-902-2BHK Internal Flat DB Work | No. | 1.0000 | 1.0000 | 28297 | 20A Single Pole MCB (IH31P0C020) | No. | 8.0000 | 300.0000 | 158.001.001.005.004.003.001.008.002.003. | 300.0000 | Material | 0 | 0.0000
571967 | A-902-2BHK Internal Flat DB Work | No. | 1.0000 | 1.0000 | 28776 | 4 Way TPN DB with tel. compartment IHETPNYV004 | No. | 1.0000 | 118.0000 | 158.001.001.005.004.003.001.008.002.003. | 100.0000 | Material | 45 | 18.0000 | C+S GST 18% I/P RD
571967 | A-902-2BHK Internal Flat DB Work | No. | 1.0000 | 1.0000 | 28545 | 40 AMP RCCB 4 Pole 30ma IH3R440030 | No. | 1.0000 | 118.0000 | 158.001.001.005.004.003.001.008.002.003. | 100.0000 | Material | 45 | 18.0000 | C+S GST 18% I/P RD
610548 | A-902-2BHK Int. Flat Switch Socket Material | No. | 1.0000 | 1.0000 | 5238 | 16A 1way switch w indi.(572063 | No. | 8.0000 | 127.5800 | 158.001.001.005.004.003.001.008.002.004. | 0.0000 | Material | 0 | 0.0000
610548 | A-902-2BHK Int. Flat Switch Socket Material | No. | 1.0000 | 1.0000 | 8655 | 16A socket (573471) | No. | 10.0000 | 254.0000 | 158.001.001.005.004.003.001.008.002.004. | 254.0000 | Material | 0 | 0.0000
610548 | A-902-2BHK Int. Flat Switch Socket Material | No. | 1.0000 | 1.0000 | 793 | 6 A Bell Push (573413) | No. | 1.0000 | 22.0500 | 158.001.001.005.004.003.001.008.002.004. | 0.0000 | Material | 0 | 0.0000
610548 | A-902-2BHK Int. Flat Switch Socket Material | No. | 1.0000 | 1.0000 | 7294 | 6A 2 Way Switch (573402) | No. | 4.0000 | 130.0000 | 158.001.001.005.004.003.001.008.002.004. | 0.0000 | Material | 0 | 0.0000
610548 | A-902-2BHK Int. Flat Switch Socket Material | No. | 1.0000 | 1.0000 | 28162 | 6A 3Pin Socket (573424) | No. | 25.0000 | 290.0000 | 158.001.001.005.004.003.001.008.002.004. | 290.0000 | Material | 0 | 0.0000
610548 | A-902-2BHK Int. Flat Switch Socket Material | No. | 1.0000 | 1.0000 | 5240 | 6A One way Switch (573400) | No. | 51.0000 | 72.7600 | 158.001.001.005.004.003.001.008.002.004. | 0.0000 | Material | 0 | 0.0000
610548 | A-902-2BHK Int. Flat Switch Socket Material | No. | 1.0000 | 1.0000 | 2556 | Angle Holder | No. | 5.0000 | 28.0000 | 158.001.001.005.004.003.001.008.002.004. | 0.0000 | Material | 0 | 0.0000
610548 | A-902-2BHK Int. Flat Switch Socket Material | No. | 1.0000 | 1.0000 | 5244 | Blank Plate 1m (573449) | No. | 9.0000 | 19.8400 | 158.001.001.005.004.003.001.008.002.004. | 0.0000 | Material | 0 | 0.0000
610548 | A-902-2BHK Int. Flat Switch Socket Material | No. | 1.0000 | 1.0000 | 1714 | Connector | No. | 4.0000 | 9.0000 | 158.001.001.005.004.003.001.008.002.004. | 0.0000 | Material | 0 | 0.0000
610548 | A-902-2BHK Int. Flat Switch Socket Material | No. | 1.0000 | 1.0000 | 6758 | Fan Step Reg (573469) | No. | 6.0000 | 432.3400 | 158.001.001.005.004.003.001.008.002.004. | 0.0000 | Material | 0 | 0.0000
610548 | A-902-2BHK Int. Flat Switch Socket Material | No. | 1.0000 | 1.0000 | 3287 | Round Plate 4" - No. | No. | 38.0000 | 9.0000 | 158.001.001.005.004.003.001.008.002.004. | 0.0000 | Material | 0 | 0.0000
610548 | A-902-2BHK Int. Flat Switch Socket Material | No. | 1.0000 | 1.0000 | 9555 | Round Plate 6" | No. | 6.0000 | 6.0000 | 158.001.001.005.004.003.001.008.002.004. | 0.0000 | Material | 0 | 0.0000
610548 | A-902-2BHK Int. Flat Switch Socket Material | No. | 1.0000 | 1.0000 | 6757 | T.V. Socket (573425) | No. | 3.0000 | 83.1600 | 158.001.001.005.004.003.001.008.002.004. | 0.0000 | Material | 0 | 0.0000
610548 | A-902-2BHK Int. Flat Switch Socket Material | No. | 1.0000 | 1.0000 | 5242 | Tel. Socket 1mod (573426) | No. | 1.0000 | 79.3800 | 158.001.001.005.004.003.001.008.002.004. | 0.0000 | Material | 0 | 0.0000
671586 | A-902-2BHK Internal Flat Wiring. | No. | 1.0000 | 1.0000 | 23458 | 2 Pair telephone cable | Mtrs | 0.0000 | 50.0000 | 158.001.001.005.004.003.001.008.002.005. | 50.0000 | Material | 0 | 0.0000
671586 | A-902-2BHK Internal Flat Wiring. | No. | 1.0000 | 1.0000 | 12468 | PVC Copper Wire 1.5 Sqmm black | Mtrs | 0.0000 | 8.8600 | 158.001.001.005.004.003.001.008.002.005. | 8.8600 | Material | 0 | 0.0000
671586 | A-902-2BHK Internal Flat Wiring. | No. | 1.0000 | 1.0000 | 12530 | PVC Copper Wire 1.5 Sqmm blue | Mtrs | 105.7500 | 8.8600 | 158.001.001.005.004.003.001.008.002.005. | 8.8600 | Material | 0 | 0.0000
671586 | A-902-2BHK Internal Flat Wiring. | No. | 1.0000 | 1.0000 | 12469 | PVC Copper Wire 1.5 Sqmm green | Mtrs | 78.9800 | 8.8700 | 158.001.001.005.004.003.001.008.002.005. | 0.0000 | Material | 0 | 0.0000
671586 | A-902-2BHK Internal Flat Wiring. | No. | 1.0000 | 1.0000 | 26439 | PVC Copper Wire 1.5 Sqmm Grey | Mtrs | 0.0000 | 100.0000 | 158.001.001.005.004.003.001.008.002.005. | 100.0000 | Material | 0 | 0.0000
671586 | A-902-2BHK Internal Flat Wiring. | No. | 1.0000 | 1.0000 | 12466 | PVC Copper Wire 1.5 Sqmm red | Mtrs | 35.5000 | 8.8700 | 158.001.001.005.004.003.001.008.002.005. | 8.8700 | Material | 0 | 0.0000
671586 | A-902-2BHK Internal Flat Wiring. | No. | 1.0000 | 1.0000 | 12529 | PVC Copper Wire 1.5 Sqmm yellow | Mtrs | 151.3250 | 10.0000 | 158.001.001.005.004.003.001.008.002.005. | 10.0000 | Material | 0 | 0.0000
671586 | A-902-2BHK Internal Flat Wiring. | No. | 1.0000 | 1.0000 | 12471 | PVC Copper Wire 2.5 Sqmm black | Mtrs | 110.7250 | 14.2800 | 158.001.001.005.004.003.001.008.002.005. | 14.2800 | Material | 0 | 0.0000
671586 | A-902-2BHK Internal Flat Wiring. | No. | 1.0000 | 1.0000 | 12527 | PVC Copper Wire 2.5 Sqmm blue | Mtrs | 0 | 14.2800 | 158.001.001.005.004.003.001.008.002.005. | 0.0000 | Material | 0 | 0.0000
671586 | A-902-2BHK Internal Flat Wiring. | No. | 1.0000 | 1.0000 | 12472 | PVC Copper Wire 2.5 Sqmm green | Mtrs | 65.9800 | 14.2800 | 158.001.001.005.004.003.001.008.002.005. | 0.0000 | Material | 0 | 0.0000
671586 | A-902-2BHK Internal Flat Wiring. | No. | 1.0000 | 1.0000 | 12470 | PVC Copper Wire 2.5 Sqmm red | Mtrs | 75.2500 | 14.2800 | 158.001.001.005.004.003.001.008.002.005. | 0.0000 | Material | 0 | 0.0000
671586 | A-902-2BHK Internal Flat Wiring. | No. | 1.0000 | 1.0000 | 12528 | PVC Copper Wire 2.5 Sqmm yellow | Mtrs | 0.0000 | 14.2800 | 158.001.001.005.004.003.001.008.002.005. | 14.2800 | Material | 0 | 0.0000
671586 | A-902-2BHK Internal Flat Wiring. | No. | 1.0000 | 1.0000 | 12475 | PVC Copper Wire 4 Sqmm black | Mtrs | 115.8500 | 21.1200 | 158.001.001.005.004.003.001.008.002.005. | 0.0000 | Material | 0 | 0.0000
671586 | A-902-2BHK Internal Flat Wiring. | No. | 1.0000 | 1.0000 | 13068 | PVC Copper Wire 4 Sqmm blue | Mtrs | 77.5000 | 10.0000 | 158.001.001.005.004.003.001.008.002.005. | 0.0000 | Material | 0 | 0.0000
671586 | A-902-2BHK Internal Flat Wiring. | No. | 1.0000 | 1.0000 | 12474 | PVC Copper Wire 4 Sqmm red | Mtrs | 0.0000 | 21.1200 | 158.001.001.005.004.003.001.008.002.005. | 0.0000 | Material | 0 | 0.0000
671586 | A-902-2BHK Internal Flat Wiring. | No. | 1.0000 | 1.0000 | 13067 | PVC Copper Wire 4 Sqmm yellow | Mtrs | 81.9250 | 10.0000 | 158.001.001.005.004.003.001.008.002.005. | 0.0000 | Material | 0 | 0.0000
671586 | A-902-2BHK Internal Flat Wiring. | No. | 1.0000 | 1.0000 | 1010 | RG-6 Co-Axial Cable | Mtrs | 0.0000 | 14.3900 | 158.001.001.005.004.003.001.008.002.005. | 0.0000 | Material | 0 | 0.0000
562886 | A-903-2BHK Internal Electrical work | No. | 1.0000 | 1.0000 | 26454 | 12 Module GI Concealed Box | No. | 2.0000 | 255.0000 | 158.001.001.005.004.003.001.008.003.001. | 255.0000 | Material | 0 | 0.0000
562886 | A-903-2BHK Internal Electrical work | No. | 1.0000 | 1.0000 | 5245 | 12M Plate (575770) | No. | 2.0000 | 225.8600 | 158.001.001.005.004.003.001.008.003.001. | 0.0000 | Material | 0 | 0.0000
562886 | A-903-2BHK Internal Electrical work | No. | 1.0000 | 1.0000 | 26448 | 2 Module GI Concealed Box | No. | 9.0000 | 75.0000 | 158.001.001.005.004.003.001.008.003.001. | 75.0000 | Material | 0 | 0.0000
562886 | A-903-2BHK Internal Electrical work | No. | 1.0000 | 1.0000 | 5250 | 2M Plate (575710) | No. | 9.0000 | 60.4800 | 158.001.001.005.004.003.001.008.003.001. | 0.0000 | Material | 0 | 0.0000
562886 | A-903-2BHK Internal Electrical work | No. | 1.0000 | 1.0000 | 26449 | 3 Module GI Concealed Box | No. | 11.0000 | 105.0000 | 158.001.001.005.004.003.001.008.003.001. | 105.0000 | Material | 0 | 0.0000
562886 | A-903-2BHK Internal Electrical work | No. | 1.0000 | 1.0000 | 5249 | 3M Plate (575720) | No. | 11.0000 | 68.9800 | 158.001.001.005.004.003.001.008.003.001. | 0.0000 | Material | 0 | 0.0000
562886 | A-903-2BHK Internal Electrical work | No. | 1.0000 | 1.0000 | 26450 | 4 Module GI Concealed Box | No. | 3.0000 | 130.0000 | 158.001.001.005.004.003.001.008.003.001. | 130.0000 | Material | 0 | 0.0000
562886 | A-903-2BHK Internal Electrical work | No. | 1.0000 | 1.0000 | 5248 | 4M Plate (575730) | No. | 3.0000 | 72.7600 | 158.001.001.005.004.003.001.008.003.001. | 0.0000 | Material | 0 | 0.0000
562886 | A-903-2BHK Internal Electrical work | No. | 1.0000 | 1.0000 | 26451 | 6 Module GI Concealed Box | No. | 7.0000 | 160.0000 | 158.001.001.005.004.003.001.008.003.001. | 160.0000 | Material | 0 | 0.0000
562886 | A-903-2BHK Internal Electrical work | No. | 1.0000 | 1.0000 | 5247 | 6M Plate (575740) | No. | 7.0000 | 131.3500 | 158.001.001.005.004.003.001.008.003.001. | 0.0000 | Material | 0 | 0.0000
562886 | A-903-2BHK Internal Electrical work | No. | 1.0000 | 1.0000 | 26452 | 8 Module GI Concealed Box | No. | 4.0000 | 215.0000 | 158.001.001.005.004.003.001.008.003.001. | 215.0000 | Material | 0 | 0.0000
562886 | A-903-2BHK Internal Electrical work | No. | 1.0000 | 1.0000 | 5246 | 8M Hzl Plate (575750) | No. | 4.0000 | 144.5800 | 158.001.001.005.004.003.001.008.003.001. | 0.0000 | Material | 0 | 0.0000
567217 | A-903-2BHK Wall Conduting Material 2BHK | No. | 1.0000 | 1.0000 | 8482 | Flexible Pipe 3/4" | Mtrs | 3.0000 | 5.2500 | 158.001.001.005.004.003.001.008.003.002. | 0.0000 | Material | 0 | 0.0000
567217 | A-903-2BHK Wall Conduting Material 2BHK | No. | 1.0000 | 1.0000 | 501 | Nails 3" | Kgs | 0.5000 | 63.0000 | 158.001.001.005.004.003.001.008.003.002. | 0.0000 | Material | 0 | 0.0000
567217 | A-903-2BHK Wall Conduting Material 2BHK | No. | 1.0000 | 1.0000 | 3246 | PVC 1 way Junction Box 1" | No. | 4.0000 | 18.2000 | 158.001.001.005.004.003.001.008.003.002. | 0.0000 | Material | 0 | 0.0000
567217 | A-903-2BHK Wall Conduting Material 2BHK | No. | 1.0000 | 1.0000 | 838 | PVC Conduit Bend 1" | No. | 13.0000 | 6.3500 | 158.001.001.005.004.003.001.008.003.002. | 6.3500 | Material | 0 | 0.0000
567217 | A-903-2BHK Wall Conduting Material 2BHK | No. | 1.0000 | 1.0000 | 837 | PVC Conduit Pipe 1" mtrs | Mtrs | 90.0000 | 18.6000 | 158.001.001.005.004.003.001.008.003.002. | 18.6000 | Material | 0 | 0.0000
571968 | A-903-2BHK Internal Flat DB Work | No. | 1.0000 | 1.0000 | 28289 | 10A Single Pole MCB (IH31P0C010) | No. | 4.0000 | 100.0000 | 158.001.001.005.004.003.001.008.003.003. | 100.0000 | Material | 0 | 0.0000
571968 | A-903-2BHK Internal Flat DB Work | No. | 1.0000 | 1.0000 | 28297 | 20A Single Pole MCB (IH31P0C020) | No. | 8.0000 | 300.0000 | 158.001.001.005.004.003.001.008.003.003. | 300.0000 | Material | 0 | 0.0000
571968 | A-903-2BHK Internal Flat DB Work | No. | 1.0000 | 1.0000 | 28776 | 4 Way TPN DB with tel. compartment IHETPNYV004 | No. | 1.0000 | 118.0000 | 158.001.001.005.004.003.001.008.003.003. | 100.0000 | Material | 45 | 18.0000 | C+S GST 18% I/P RD
571968 | A-903-2BHK Internal Flat DB Work | No. | 1.0000 | 1.0000 | 28545 | 40 AMP RCCB 4 Pole 30ma IH3R440030 | No. | 1.0000 | 118.0000 | 158.001.001.005.004.003.001.008.003.003. | 100.0000 | Material | 45 | 18.0000 | C+S GST 18% I/P RD
610549 | A-903-2BHK Int. Flat Switch Socket Material | No. | 1.0000 | 1.0000 | 5238 | 16A 1way switch w indi.(572063 | No. | 8.0000 | 127.5800 | 158.001.001.005.004.003.001.008.003.004. | 0.0000 | Material | 0 | 0.0000
610549 | A-903-2BHK Int. Flat Switch Socket Material | No. | 1.0000 | 1.0000 | 8655 | 16A socket (573471) | No. | 10.0000 | 254.0000 | 158.001.001.005.004.003.001.008.003.004. | 254.0000 | Material | 0 | 0.0000
610549 | A-903-2BHK Int. Flat Switch Socket Material | No. | 1.0000 | 1.0000 | 793 | 6 A Bell Push (573413) | No. | 1.0000 | 22.0500 | 158.001.001.005.004.003.001.008.003.004. | 0.0000 | Material | 0 | 0.0000
610549 | A-903-2BHK Int. Flat Switch Socket Material | No. | 1.0000 | 1.0000 | 7294 | 6A 2 Way Switch (573402) | No. | 4.0000 | 130.0000 | 158.001.001.005.004.003.001.008.003.004. | 0.0000 | Material | 0 | 0.0000
610549 | A-903-2BHK Int. Flat Switch Socket Material | No. | 1.0000 | 1.0000 | 28162 | 6A 3Pin Socket (573424) | No. | 25.0000 | 290.0000 | 158.001.001.005.004.003.001.008.003.004. | 290.0000 | Material | 0 | 0.0000
610549 | A-903-2BHK Int. Flat Switch Socket Material | No. | 1.0000 | 1.0000 | 5240 | 6A One way Switch (573400) | No. | 51.0000 | 72.7600 | 158.001.001.005.004.003.001.008.003.004. | 0.0000 | Material | 0 | 0.0000
610549 | A-903-2BHK Int. Flat Switch Socket Material | No. | 1.0000 | 1.0000 | 2556 | Angle Holder | No. | 5.0000 | 28.0000 | 158.001.001.005.004.003.001.008.003.004. | 0.0000 | Material | 0 | 0.0000
610549 | A-903-2BHK Int. Flat Switch Socket Material | No. | 1.0000 | 1.0000 | 5244 | Blank Plate 1m (573449) | No. | 9.0000 | 19.8400 | 158.001.001.005.004.003.001.008.003.004. | 0.0000 | Material | 0 | 0.0000
610549 | A-903-2BHK Int. Flat Switch Socket Material | No. | 1.0000 | 1.0000 | 1714 | Connector | No. | 4.0000 | 9.0000 | 158.001.001.005.004.003.001.008.003.004. | 0.0000 | Material | 0 | 0.0000
610549 | A-903-2BHK Int. Flat Switch Socket Material | No. | 1.0000 | 1.0000 | 6758 | Fan Step Reg (573469) | No. | 6.0000 | 432.3400 | 158.001.001.005.004.003.001.008.003.004. | 0.0000 | Material | 0 | 0.0000
610549 | A-903-2BHK Int. Flat Switch Socket Material | No. | 1.0000 | 1.0000 | 3287 | Round Plate 4" - No. | No. | 38.0000 | 9.0000 | 158.001.001.005.004.003.001.008.003.004. | 0.0000 | Material | 0 | 0.0000
610549 | A-903-2BHK Int. Flat Switch Socket Material | No. | 1.0000 | 1.0000 | 9555 | Round Plate 6" | No. | 6.0000 | 6.0000 | 158.001.001.005.004.003.001.008.003.004. | 0.0000 | Material | 0 | 0.0000
610549 | A-903-2BHK Int. Flat Switch Socket Material | No. | 1.0000 | 1.0000 | 6757 | T.V. Socket (573425) | No. | 3.0000 | 83.1600 | 158.001.001.005.004.003.001.008.003.004. | 0.0000 | Material | 0 | 0.0000
610549 | A-903-2BHK Int. Flat Switch Socket Material | No. | 1.0000 | 1.0000 | 5242 | Tel. Socket 1mod (573426) | No. | 1.0000 | 79.3800 | 158.001.001.005.004.003.001.008.003.004. | 0.0000 | Material | 0 | 0.0000
671587 | A-903-2BHK Internal Flat Wiring. | No. | 1.0000 | 1.0000 | 23458 | 2 Pair telephone cable | Mtrs | 0.0000 | 50.0000 | 158.001.001.005.004.003.001.008.003.005. | 50.0000 | Material | 0 | 0.0000
671587 | A-903-2BHK Internal Flat Wiring. | No. | 1.0000 | 1.0000 | 12468 | PVC Copper Wire 1.5 Sqmm black | Mtrs | 0.0000 | 8.8600 | 158.001.001.005.004.003.001.008.003.005. | 8.8600 | Material | 0 | 0.0000
671587 | A-903-2BHK Internal Flat Wiring. | No. | 1.0000 | 1.0000 | 12530 | PVC Copper Wire 1.5 Sqmm blue | Mtrs | 105.7500 | 8.8600 | 158.001.001.005.004.003.001.008.003.005. | 8.8600 | Material | 0 | 0.0000
671587 | A-903-2BHK Internal Flat Wiring. | No. | 1.0000 | 1.0000 | 12469 | PVC Copper Wire 1.5 Sqmm green | Mtrs | 78.9800 | 8.8700 | 158.001.001.005.004.003.001.008.003.005. | 0.0000 | Material | 0 | 0.0000
671587 | A-903-2BHK Internal Flat Wiring. | No. | 1.0000 | 1.0000 | 26439 | PVC Copper Wire 1.5 Sqmm Grey | Mtrs | 0.0000 | 100.0000 | 158.001.001.005.004.003.001.008.003.005. | 100.0000 | Material | 0 | 0.0000
671587 | A-903-2BHK Internal Flat Wiring. | No. | 1.0000 | 1.0000 | 12466 | PVC Copper Wire 1.5 Sqmm red | Mtrs | 35.5000 | 8.8700 | 158.001.001.005.004.003.001.008.003.005. | 8.8700 | Material | 0 | 0.0000
671587 | A-903-2BHK Internal Flat Wiring. | No. | 1.0000 | 1.0000 | 12529 | PVC Copper Wire 1.5 Sqmm yellow | Mtrs | 151.3250 | 10.0000 | 158.001.001.005.004.003.001.008.003.005. | 10.0000 | Material | 0 | 0.0000
671587 | A-903-2BHK Internal Flat Wiring. | No. | 1.0000 | 1.0000 | 12471 | PVC Copper Wire 2.5 Sqmm black | Mtrs | 110.7250 | 14.2800 | 158.001.001.005.004.003.001.008.003.005. | 14.2800 | Material | 0 | 0.0000
671587 | A-903-2BHK Internal Flat Wiring. | No. | 1.0000 | 1.0000 | 12527 | PVC Copper Wire 2.5 Sqmm blue | Mtrs | 0 | 14.2800 | 158.001.001.005.004.003.001.008.003.005. | 0.0000 | Material | 0 | 0.0000
671587 | A-903-2BHK Internal Flat Wiring. | No. | 1.0000 | 1.0000 | 12472 | PVC Copper Wire 2.5 Sqmm green | Mtrs | 65.9800 | 14.2800 | 158.001.001.005.004.003.001.008.003.005. | 0.0000 | Material | 0 | 0.0000
671587 | A-903-2BHK Internal Flat Wiring. | No. | 1.0000 | 1.0000 | 12470 | PVC Copper Wire 2.5 Sqmm red | Mtrs | 75.2500 | 14.2800 | 158.001.001.005.004.003.001.008.003.005. | 0.0000 | Material | 0 | 0.0000
671587 | A-903-2BHK Internal Flat Wiring. | No. | 1.0000 | 1.0000 | 12528 | PVC Copper Wire 2.5 Sqmm yellow | Mtrs | 0.0000 | 14.2800 | 158.001.001.005.004.003.001.008.003.005. | 14.2800 | Material | 0 | 0.0000
671587 | A-903-2BHK Internal Flat Wiring. | No. | 1.0000 | 1.0000 | 12475 | PVC Copper Wire 4 Sqmm black | Mtrs | 115.8500 | 21.1200 | 158.001.001.005.004.003.001.008.003.005. | 0.0000 | Material | 0 | 0.0000
671587 | A-903-2BHK Internal Flat Wiring. | No. | 1.0000 | 1.0000 | 13068 | PVC Copper Wire 4 Sqmm blue | Mtrs | 77.5000 | 10.0000 | 158.001.001.005.004.003.001.008.003.005. | 0.0000 | Material | 0 | 0.0000
671587 | A-903-2BHK Internal Flat Wiring. | No. | 1.0000 | 1.0000 | 12474 | PVC Copper Wire 4 Sqmm red | Mtrs | 0.0000 | 21.1200 | 158.001.001.005.004.003.001.008.003.005. | 0.0000 | Material | 0 | 0.0000
671587 | A-903-2BHK Internal Flat Wiring. | No. | 1.0000 | 1.0000 | 13067 | PVC Copper Wire 4 Sqmm yellow | Mtrs | 81.9250 | 10.0000 | 158.001.001.005.004.003.001.008.003.005. | 0.0000 | Material | 0 | 0.0000
671587 | A-903-2BHK Internal Flat Wiring. | No. | 1.0000 | 1.0000 | 1010 | RG-6 Co-Axial Cable | Mtrs | 0.0000 | 14.3900 | 158.001.001.005.004.003.001.008.003.005. | 0.0000 | Material | 0 | 0.0000
562888 | A-904-2BHK Internal Electrical work | No. | 1.0000 | 1.0000 | 26454 | 12 Module GI Concealed Box | No. | 2.0000 | 255.0000 | 158.001.001.005.004.003.001.008.004.001. | 255.0000 | Material | 0 | 0.0000
562888 | A-904-2BHK Internal Electrical work | No. | 1.0000 | 1.0000 | 5245 | 12M Plate (575770) | No. | 2.0000 | 225.8600 | 158.001.001.005.004.003.001.008.004.001. | 0.0000 | Material | 0 | 0.0000
562888 | A-904-2BHK Internal Electrical work | No. | 1.0000 | 1.0000 | 26448 | 2 Module GI Concealed Box | No. | 9.0000 | 75.0000 | 158.001.001.005.004.003.001.008.004.001. | 75.0000 | Material | 0 | 0.0000
562888 | A-904-2BHK Internal Electrical work | No. | 1.0000 | 1.0000 | 5250 | 2M Plate (575710) | No. | 9.0000 | 60.4800 | 158.001.001.005.004.003.001.008.004.001. | 0.0000 | Material | 0 | 0.0000
562888 | A-904-2BHK Internal Electrical work | No. | 1.0000 | 1.0000 | 26449 | 3 Module GI Concealed Box | No. | 11.0000 | 105.0000 | 158.001.001.005.004.003.001.008.004.001. | 105.0000 | Material | 0 | 0.0000
562888 | A-904-2BHK Internal Electrical work | No. | 1.0000 | 1.0000 | 5249 | 3M Plate (575720) | No. | 11.0000 | 68.9800 | 158.001.001.005.004.003.001.008.004.001. | 0.0000 | Material | 0 | 0.0000
562888 | A-904-2BHK Internal Electrical work | No. | 1.0000 | 1.0000 | 26450 | 4 Module GI Concealed Box | No. | 3.0000 | 130.0000 | 158.001.001.005.004.003.001.008.004.001. | 130.0000 | Material | 0 | 0.0000
562888 | A-904-2BHK Internal Electrical work | No. | 1.0000 | 1.0000 | 5248 | 4M Plate (575730) | No. | 3.0000 | 72.7600 | 158.001.001.005.004.003.001.008.004.001. | 0.0000 | Material | 0 | 0.0000
562888 | A-904-2BHK Internal Electrical work | No. | 1.0000 | 1.0000 | 26451 | 6 Module GI Concealed Box | No. | 7.0000 | 160.0000 | 158.001.001.005.004.003.001.008.004.001. | 160.0000 | Material | 0 | 0.0000
562888 | A-904-2BHK Internal Electrical work | No. | 1.0000 | 1.0000 | 5247 | 6M Plate (575740) | No. | 7.0000 | 131.3500 | 158.001.001.005.004.003.001.008.004.001. | 0.0000 | Material | 0 | 0.0000
562888 | A-904-2BHK Internal Electrical work | No. | 1.0000 | 1.0000 | 26452 | 8 Module GI Concealed Box | No. | 4.0000 | 215.0000 | 158.001.001.005.004.003.001.008.004.001. | 215.0000 | Material | 0 | 0.0000
562888 | A-904-2BHK Internal Electrical work | No. | 1.0000 | 1.0000 | 5246 | 8M Hzl Plate (575750) | No. | 4.0000 | 144.5800 | 158.001.001.005.004.003.001.008.004.001. | 0.0000 | Material | 0 | 0.0000
567218 | A-904-2BHK Wall Conduting Material 2BHK | No. | 1.0000 | 1.0000 | 8482 | Flexible Pipe 3/4" | Mtrs | 3.0000 | 5.2500 | 158.001.001.005.004.003.001.008.004.002. | 0.0000 | Material | 0 | 0.0000
567218 | A-904-2BHK Wall Conduting Material 2BHK | No. | 1.0000 | 1.0000 | 501 | Nails 3" | Kgs | 0.5000 | 63.0000 | 158.001.001.005.004.003.001.008.004.002. | 0.0000 | Material | 0 | 0.0000
567218 | A-904-2BHK Wall Conduting Material 2BHK | No. | 1.0000 | 1.0000 | 3246 | PVC 1 way Junction Box 1" | No. | 4.0000 | 18.2000 | 158.001.001.005.004.003.001.008.004.002. | 0.0000 | Material | 0 | 0.0000
567218 | A-904-2BHK Wall Conduting Material 2BHK | No. | 1.0000 | 1.0000 | 838 | PVC Conduit Bend 1" | No. | 13.0000 | 6.3500 | 158.001.001.005.004.003.001.008.004.002. | 6.3500 | Material | 0 | 0.0000
567218 | A-904-2BHK Wall Conduting Material 2BHK | No. | 1.0000 | 1.0000 | 837 | PVC Conduit Pipe 1" mtrs | Mtrs | 90.0000 | 18.6000 | 158.001.001.005.004.003.001.008.004.002. | 18.6000 | Material | 0 | 0.0000
571969 | A-904-2BHK Internal Flat DB Work | No. | 1.0000 | 1.0000 | 28289 | 10A Single Pole MCB (IH31P0C010) | No. | 4.0000 | 100.0000 | 158.001.001.005.004.003.001.008.004.003. | 100.0000 | Material | 0 | 0.0000
571969 | A-904-2BHK Internal Flat DB Work | No. | 1.0000 | 1.0000 | 28297 | 20A Single Pole MCB (IH31P0C020) | No. | 8.0000 | 300.0000 | 158.001.001.005.004.003.001.008.004.003. | 300.0000 | Material | 0 | 0.0000
571969 | A-904-2BHK Internal Flat DB Work | No. | 1.0000 | 1.0000 | 28776 | 4 Way TPN DB with tel. compartment IHETPNYV004 | No. | 1.0000 | 118.0000 | 158.001.001.005.004.003.001.008.004.003. | 100.0000 | Material | 45 | 18.0000 | C+S GST 18% I/P RD
571969 | A-904-2BHK Internal Flat DB Work | No. | 1.0000 | 1.0000 | 28545 | 40 AMP RCCB 4 Pole 30ma IH3R440030 | No. | 1.0000 | 118.0000 | 158.001.001.005.004.003.001.008.004.003. | 100.0000 | Material | 45 | 18.0000 | C+S GST 18% I/P RD
610550 | A-904-2BHK Int. Flat Switch Socket Material | No. | 1.0000 | 1.0000 | 5238 | 16A 1way switch w indi.(572063 | No. | 8.0000 | 127.5800 | 158.001.001.005.004.003.001.008.004.004. | 0.0000 | Material | 0 | 0.0000
610550 | A-904-2BHK Int. Flat Switch Socket Material | No. | 1.0000 | 1.0000 | 8655 | 16A socket (573471) | No. | 10.0000 | 254.0000 | 158.001.001.005.004.003.001.008.004.004. | 254.0000 | Material | 0 | 0.0000
610550 | A-904-2BHK Int. Flat Switch Socket Material | No. | 1.0000 | 1.0000 | 793 | 6 A Bell Push (573413) | No. | 1.0000 | 22.0500 | 158.001.001.005.004.003.001.008.004.004. | 0.0000 | Material | 0 | 0.0000
610550 | A-904-2BHK Int. Flat Switch Socket Material | No. | 1.0000 | 1.0000 | 7294 | 6A 2 Way Switch (573402) | No. | 4.0000 | 130.0000 | 158.001.001.005.004.003.001.008.004.004. | 0.0000 | Material | 0 | 0.0000
610550 | A-904-2BHK Int. Flat Switch Socket Material | No. | 1.0000 | 1.0000 | 28162 | 6A 3Pin Socket (573424) | No. | 25.0000 | 290.0000 | 158.001.001.005.004.003.001.008.004.004. | 290.0000 | Material | 0 | 0.0000
610550 | A-904-2BHK Int. Flat Switch Socket Material | No. | 1.0000 | 1.0000 | 5240 | 6A One way Switch (573400) | No. | 51.0000 | 72.7600 | 158.001.001.005.004.003.001.008.004.004. | 0.0000 | Material | 0 | 0.0000
610550 | A-904-2BHK Int. Flat Switch Socket Material | No. | 1.0000 | 1.0000 | 2556 | Angle Holder | No. | 5.0000 | 28.0000 | 158.001.001.005.004.003.001.008.004.004. | 0.0000 | Material | 0 | 0.0000
610550 | A-904-2BHK Int. Flat Switch Socket Material | No. | 1.0000 | 1.0000 | 5244 | Blank Plate 1m (573449) | No. | 9.0000 | 19.8400 | 158.001.001.005.004.003.001.008.004.004. | 0.0000 | Material | 0 | 0.0000
610550 | A-904-2BHK Int. Flat Switch Socket Material | No. | 1.0000 | 1.0000 | 1714 | Connector | No. | 4.0000 | 9.0000 | 158.001.001.005.004.003.001.008.004.004. | 0.0000 | Material | 0 | 0.0000
610550 | A-904-2BHK Int. Flat Switch Socket Material | No. | 1.0000 | 1.0000 | 6758 | Fan Step Reg (573469) | No. | 6.0000 | 432.3400 | 158.001.001.005.004.003.001.008.004.004. | 0.0000 | Material | 0 | 0.0000
610550 | A-904-2BHK Int. Flat Switch Socket Material | No. | 1.0000 | 1.0000 | 3287 | Round Plate 4" - No. | No. | 38.0000 | 9.0000 | 158.001.001.005.004.003.001.008.004.004. | 0.0000 | Material | 0 | 0.0000
610550 | A-904-2BHK Int. Flat Switch Socket Material | No. | 1.0000 | 1.0000 | 9555 | Round Plate 6" | No. | 6.0000 | 6.0000 | 158.001.001.005.004.003.001.008.004.004. | 0.0000 | Material | 0 | 0.0000
610550 | A-904-2BHK Int. Flat Switch Socket Material | No. | 1.0000 | 1.0000 | 6757 | T.V. Socket (573425) | No. | 3.0000 | 83.1600 | 158.001.001.005.004.003.001.008.004.004. | 0.0000 | Material | 0 | 0.0000
610550 | A-904-2BHK Int. Flat Switch Socket Material | No. | 1.0000 | 1.0000 | 5242 | Tel. Socket 1mod (573426) | No. | 1.0000 | 79.3800 | 158.001.001.005.004.003.001.008.004.004. | 0.0000 | Material | 0 | 0.0000
671588 | A-904-2BHK Internal Flat Wiring. | No. | 1.0000 | 1.0000 | 23458 | 2 Pair telephone cable | Mtrs | 0.0000 | 50.0000 | 158.001.001.005.004.003.001.008.004.005. | 50.0000 | Material | 0 | 0.0000
671588 | A-904-2BHK Internal Flat Wiring. | No. | 1.0000 | 1.0000 | 12468 | PVC Copper Wire 1.5 Sqmm black | Mtrs | 0.0000 | 8.8600 | 158.001.001.005.004.003.001.008.004.005. | 8.8600 | Material | 0 | 0.0000
671588 | A-904-2BHK Internal Flat Wiring. | No. | 1.0000 | 1.0000 | 12530 | PVC Copper Wire 1.5 Sqmm blue | Mtrs | 105.7500 | 8.8600 | 158.001.001.005.004.003.001.008.004.005. | 8.8600 | Material | 0 | 0.0000
671588 | A-904-2BHK Internal Flat Wiring. | No. | 1.0000 | 1.0000 | 12469 | PVC Copper Wire 1.5 Sqmm green | Mtrs | 78.9800 | 8.8700 | 158.001.001.005.004.003.001.008.004.005. | 0.0000 | Material | 0 | 0.0000
671588 | A-904-2BHK Internal Flat Wiring. | No. | 1.0000 | 1.0000 | 26439 | PVC Copper Wire 1.5 Sqmm Grey | Mtrs | 0.0000 | 100.0000 | 158.001.001.005.004.003.001.008.004.005. | 100.0000 | Material | 0 | 0.0000
671588 | A-904-2BHK Internal Flat Wiring. | No. | 1.0000 | 1.0000 | 12466 | PVC Copper Wire 1.5 Sqmm red | Mtrs | 35.5000 | 8.8700 | 158.001.001.005.004.003.001.008.004.005. | 8.8700 | Material | 0 | 0.0000
671588 | A-904-2BHK Internal Flat Wiring. | No. | 1.0000 | 1.0000 | 12529 | PVC Copper Wire 1.5 Sqmm yellow | Mtrs | 151.3250 | 10.0000 | 158.001.001.005.004.003.001.008.004.005. | 10.0000 | Material | 0 | 0.0000
671588 | A-904-2BHK Internal Flat Wiring. | No. | 1.0000 | 1.0000 | 12471 | PVC Copper Wire 2.5 Sqmm black | Mtrs | 110.7250 | 14.2800 | 158.001.001.005.004.003.001.008.004.005. | 14.2800 | Material | 0 | 0.0000
671588 | A-904-2BHK Internal Flat Wiring. | No. | 1.0000 | 1.0000 | 12527 | PVC Copper Wire 2.5 Sqmm blue | Mtrs | 0 | 14.2800 | 158.001.001.005.004.003.001.008.004.005. | 0.0000 | Material | 0 | 0.0000
671588 | A-904-2BHK Internal Flat Wiring. | No. | 1.0000 | 1.0000 | 12472 | PVC Copper Wire 2.5 Sqmm green | Mtrs | 65.9800 | 14.2800 | 158.001.001.005.004.003.001.008.004.005. | 0.0000 | Material | 0 | 0.0000
671588 | A-904-2BHK Internal Flat Wiring. | No. | 1.0000 | 1.0000 | 12470 | PVC Copper Wire 2.5 Sqmm red | Mtrs | 75.2500 | 14.2800 | 158.001.001.005.004.003.001.008.004.005. | 0.0000 | Material | 0 | 0.0000
671588 | A-904-2BHK Internal Flat Wiring. | No. | 1.0000 | 1.0000 | 12528 | PVC Copper Wire 2.5 Sqmm yellow | Mtrs | 0.0000 | 14.2800 | 158.001.001.005.004.003.001.008.004.005. | 14.2800 | Material | 0 | 0.0000
671588 | A-904-2BHK Internal Flat Wiring. | No. | 1.0000 | 1.0000 | 12475 | PVC Copper Wire 4 Sqmm black | Mtrs | 115.8500 | 21.1200 | 158.001.001.005.004.003.001.008.004.005. | 0.0000 | Material | 0 | 0.0000
671588 | A-904-2BHK Internal Flat Wiring. | No. | 1.0000 | 1.0000 | 13068 | PVC Copper Wire 4 Sqmm blue | Mtrs | 77.5000 | 10.0000 | 158.001.001.005.004.003.001.008.004.005. | 0.0000 | Material | 0 | 0.0000
671588 | A-904-2BHK Internal Flat Wiring. | No. | 1.0000 | 1.0000 | 12474 | PVC Copper Wire 4 Sqmm red | Mtrs | 0.0000 | 21.1200 | 158.001.001.005.004.003.001.008.004.005. | 0.0000 | Material | 0 | 0.0000
671588 | A-904-2BHK Internal Flat Wiring. | No. | 1.0000 | 1.0000 | 13067 | PVC Copper Wire 4 Sqmm yellow | Mtrs | 81.9250 | 10.0000 | 158.001.001.005.004.003.001.008.004.005. | 0.0000 | Material | 0 | 0.0000
671588 | A-904-2BHK Internal Flat Wiring. | No. | 1.0000 | 1.0000 | 1010 | RG-6 Co-Axial Cable | Mtrs | 0.0000 | 14.3900 | 158.001.001.005.004.003.001.008.004.005. | 0.0000 | Material | 0 | 0.0000
562889 | A-905-2BHK Internal Electrical work | No. | 1.0000 | 1.0000 | 26454 | 12 Module GI Concealed Box | No. | 2.0000 | 255.0000 | 158.001.001.005.004.003.001.008.005.001. | 255.0000 | Material | 0 | 0.0000
562889 | A-905-2BHK Internal Electrical work | No. | 1.0000 | 1.0000 | 5245 | 12M Plate (575770) | No. | 2.0000 | 225.8600 | 158.001.001.005.004.003.001.008.005.001. | 0.0000 | Material | 0 | 0.0000
562889 | A-905-2BHK Internal Electrical work | No. | 1.0000 | 1.0000 | 26448 | 2 Module GI Concealed Box | No. | 9.0000 | 75.0000 | 158.001.001.005.004.003.001.008.005.001. | 75.0000 | Material | 0 | 0.0000
562889 | A-905-2BHK Internal Electrical work | No. | 1.0000 | 1.0000 | 5250 | 2M Plate (575710) | No. | 9.0000 | 60.4800 | 158.001.001.005.004.003.001.008.005.001. | 0.0000 | Material | 0 | 0.0000
562889 | A-905-2BHK Internal Electrical work | No. | 1.0000 | 1.0000 | 26449 | 3 Module GI Concealed Box | No. | 11.0000 | 105.0000 | 158.001.001.005.004.003.001.008.005.001. | 105.0000 | Material | 0 | 0.0000
562889 | A-905-2BHK Internal Electrical work | No. | 1.0000 | 1.0000 | 5249 | 3M Plate (575720) | No. | 11.0000 | 68.9800 | 158.001.001.005.004.003.001.008.005.001. | 0.0000 | Material | 0 | 0.0000
562889 | A-905-2BHK Internal Electrical work | No. | 1.0000 | 1.0000 | 26450 | 4 Module GI Concealed Box | No. | 3.0000 | 130.0000 | 158.001.001.005.004.003.001.008.005.001. | 130.0000 | Material | 0 | 0.0000
562889 | A-905-2BHK Internal Electrical work | No. | 1.0000 | 1.0000 | 5248 | 4M Plate (575730) | No. | 3.0000 | 72.7600 | 158.001.001.005.004.003.001.008.005.001. | 0.0000 | Material | 0 | 0.0000
562889 | A-905-2BHK Internal Electrical work | No. | 1.0000 | 1.0000 | 26451 | 6 Module GI Concealed Box | No. | 7.0000 | 160.0000 | 158.001.001.005.004.003.001.008.005.001. | 160.0000 | Material | 0 | 0.0000
562889 | A-905-2BHK Internal Electrical work | No. | 1.0000 | 1.0000 | 5247 | 6M Plate (575740) | No. | 7.0000 | 131.3500 | 158.001.001.005.004.003.001.008.005.001. | 0.0000 | Material | 0 | 0.0000
562889 | A-905-2BHK Internal Electrical work | No. | 1.0000 | 1.0000 | 26452 | 8 Module GI Concealed Box | No. | 4.0000 | 215.0000 | 158.001.001.005.004.003.001.008.005.001. | 215.0000 | Material | 0 | 0.0000
562889 | A-905-2BHK Internal Electrical work | No. | 1.0000 | 1.0000 | 5246 | 8M Hzl Plate (575750) | No. | 4.0000 | 144.5800 | 158.001.001.005.004.003.001.008.005.001. | 0.0000 | Material | 0 | 0.0000
567219 | A-905-2BHK Wall Conduting Material 2BHK | No. | 1.0000 | 1.0000 | 8482 | Flexible Pipe 3/4" | Mtrs | 3.0000 | 5.2500 | 158.001.001.005.004.003.001.008.005.002. | 0.0000 | Material | 0 | 0.0000
567219 | A-905-2BHK Wall Conduting Material 2BHK | No. | 1.0000 | 1.0000 | 501 | Nails 3" | Kgs | 0.5000 | 63.0000 | 158.001.001.005.004.003.001.008.005.002. | 0.0000 | Material | 0 | 0.0000
567219 | A-905-2BHK Wall Conduting Material 2BHK | No. | 1.0000 | 1.0000 | 3246 | PVC 1 way Junction Box 1" | No. | 4.0000 | 18.2000 | 158.001.001.005.004.003.001.008.005.002. | 0.0000 | Material | 0 | 0.0000
567219 | A-905-2BHK Wall Conduting Material 2BHK | No. | 1.0000 | 1.0000 | 838 | PVC Conduit Bend 1" | No. | 13.0000 | 6.3500 | 158.001.001.005.004.003.001.008.005.002. | 6.3500 | Material | 0 | 0.0000
567219 | A-905-2BHK Wall Conduting Material 2BHK | No. | 1.0000 | 1.0000 | 837 | PVC Conduit Pipe 1" mtrs | Mtrs | 90.0000 | 18.6000 | 158.001.001.005.004.003.001.008.005.002. | 18.6000 | Material | 0 | 0.0000
571970 | A-905-2BHK Internal Flat DB Work | No. | 1.0000 | 1.0000 | 28289 | 10A Single Pole MCB (IH31P0C010) | No. | 4.0000 | 100.0000 | 158.001.001.005.004.003.001.008.005.003. | 100.0000 | Material | 0 | 0.0000
571970 | A-905-2BHK Internal Flat DB Work | No. | 1.0000 | 1.0000 | 28297 | 20A Single Pole MCB (IH31P0C020) | No. | 8.0000 | 300.0000 | 158.001.001.005.004.003.001.008.005.003. | 300.0000 | Material | 0 | 0.0000
571970 | A-905-2BHK Internal Flat DB Work | No. | 1.0000 | 1.0000 | 28776 | 4 Way TPN DB with tel. compartment IHETPNYV004 | No. | 1.0000 | 118.0000 | 158.001.001.005.004.003.001.008.005.003. | 100.0000 | Material | 45 | 18.0000 | C+S GST 18% I/P RD
571970 | A-905-2BHK Internal Flat DB Work | No. | 1.0000 | 1.0000 | 28545 | 40 AMP RCCB 4 Pole 30ma IH3R440030 | No. | 1.0000 | 118.0000 | 158.001.001.005.004.003.001.008.005.003. | 100.0000 | Material | 45 | 18.0000 | C+S GST 18% I/P RD
610551 | A-905-2BHK Int. Flat Switch Socket Material | No. | 1.0000 | 1.0000 | 5238 | 16A 1way switch w indi.(572063 | No. | 8.0000 | 127.5800 | 158.001.001.005.004.003.001.008.005.004. | 0.0000 | Material | 0 | 0.0000
610551 | A-905-2BHK Int. Flat Switch Socket Material | No. | 1.0000 | 1.0000 | 8655 | 16A socket (573471) | No. | 10.0000 | 254.0000 | 158.001.001.005.004.003.001.008.005.004. | 254.0000 | Material | 0 | 0.0000
610551 | A-905-2BHK Int. Flat Switch Socket Material | No. | 1.0000 | 1.0000 | 793 | 6 A Bell Push (573413) | No. | 1.0000 | 22.0500 | 158.001.001.005.004.003.001.008.005.004. | 0.0000 | Material | 0 | 0.0000
610551 | A-905-2BHK Int. Flat Switch Socket Material | No. | 1.0000 | 1.0000 | 7294 | 6A 2 Way Switch (573402) | No. | 4.0000 | 130.0000 | 158.001.001.005.004.003.001.008.005.004. | 0.0000 | Material | 0 | 0.0000
610551 | A-905-2BHK Int. Flat Switch Socket Material | No. | 1.0000 | 1.0000 | 28162 | 6A 3Pin Socket (573424) | No. | 25.0000 | 290.0000 | 158.001.001.005.004.003.001.008.005.004. | 290.0000 | Material | 0 | 0.0000
610551 | A-905-2BHK Int. Flat Switch Socket Material | No. | 1.0000 | 1.0000 | 5240 | 6A One way Switch (573400) | No. | 51.0000 | 72.7600 | 158.001.001.005.004.003.001.008.005.004. | 0.0000 | Material | 0 | 0.0000
610551 | A-905-2BHK Int. Flat Switch Socket Material | No. | 1.0000 | 1.0000 | 2556 | Angle Holder | No. | 5.0000 | 28.0000 | 158.001.001.005.004.003.001.008.005.004. | 0.0000 | Material | 0 | 0.0000
610551 | A-905-2BHK Int. Flat Switch Socket Material | No. | 1.0000 | 1.0000 | 5244 | Blank Plate 1m (573449) | No. | 9.0000 | 19.8400 | 158.001.001.005.004.003.001.008.005.004. | 0.0000 | Material | 0 | 0.0000
610551 | A-905-2BHK Int. Flat Switch Socket Material | No. | 1.0000 | 1.0000 | 1714 | Connector | No. | 4.0000 | 9.0000 | 158.001.001.005.004.003.001.008.005.004. | 0.0000 | Material | 0 | 0.0000
610551 | A-905-2BHK Int. Flat Switch Socket Material | No. | 1.0000 | 1.0000 | 6758 | Fan Step Reg (573469) | No. | 6.0000 | 432.3400 | 158.001.001.005.004.003.001.008.005.004. | 0.0000 | Material | 0 | 0.0000
610551 | A-905-2BHK Int. Flat Switch Socket Material | No. | 1.0000 | 1.0000 | 3287 | Round Plate 4" - No. | No. | 38.0000 | 9.0000 | 158.001.001.005.004.003.001.008.005.004. | 0.0000 | Material | 0 | 0.0000
610551 | A-905-2BHK Int. Flat Switch Socket Material | No. | 1.0000 | 1.0000 | 9555 | Round Plate 6" | No. | 6.0000 | 6.0000 | 158.001.001.005.004.003.001.008.005.004. | 0.0000 | Material | 0 | 0.0000
610551 | A-905-2BHK Int. Flat Switch Socket Material | No. | 1.0000 | 1.0000 | 6757 | T.V. Socket (573425) | No. | 3.0000 | 83.1600 | 158.001.001.005.004.003.001.008.005.004. | 0.0000 | Material | 0 | 0.0000
610551 | A-905-2BHK Int. Flat Switch Socket Material | No. | 1.0000 | 1.0000 | 5242 | Tel. Socket 1mod (573426) | No. | 1.0000 | 79.3800 | 158.001.001.005.004.003.001.008.005.004. | 0.0000 | Material | 0 | 0.0000
671589 | A-905-2BHK Internal Flat Wiring. | No. | 1.0000 | 1.0000 | 23458 | 2 Pair telephone cable | Mtrs | 0.0000 | 50.0000 | 158.001.001.005.004.003.001.008.005.005. | 50.0000 | Material | 0 | 0.0000
671589 | A-905-2BHK Internal Flat Wiring. | No. | 1.0000 | 1.0000 | 12468 | PVC Copper Wire 1.5 Sqmm black | Mtrs | 0.0000 | 8.8600 | 158.001.001.005.004.003.001.008.005.005. | 8.8600 | Material | 0 | 0.0000
671589 | A-905-2BHK Internal Flat Wiring. | No. | 1.0000 | 1.0000 | 12530 | PVC Copper Wire 1.5 Sqmm blue | Mtrs | 105.7500 | 8.8600 | 158.001.001.005.004.003.001.008.005.005. | 8.8600 | Material | 0 | 0.0000
671589 | A-905-2BHK Internal Flat Wiring. | No. | 1.0000 | 1.0000 | 12469 | PVC Copper Wire 1.5 Sqmm green | Mtrs | 78.9800 | 8.8700 | 158.001.001.005.004.003.001.008.005.005. | 0.0000 | Material | 0 | 0.0000
671589 | A-905-2BHK Internal Flat Wiring. | No. | 1.0000 | 1.0000 | 26439 | PVC Copper Wire 1.5 Sqmm Grey | Mtrs | 0.0000 | 100.0000 | 158.001.001.005.004.003.001.008.005.005. | 100.0000 | Material | 0 | 0.0000
671589 | A-905-2BHK Internal Flat Wiring. | No. | 1.0000 | 1.0000 | 12466 | PVC Copper Wire 1.5 Sqmm red | Mtrs | 35.5000 | 8.8700 | 158.001.001.005.004.003.001.008.005.005. | 8.8700 | Material | 0 | 0.0000
671589 | A-905-2BHK Internal Flat Wiring. | No. | 1.0000 | 1.0000 | 12529 | PVC Copper Wire 1.5 Sqmm yellow | Mtrs | 151.3250 | 10.0000 | 158.001.001.005.004.003.001.008.005.005. | 10.0000 | Material | 0 | 0.0000
671589 | A-905-2BHK Internal Flat Wiring. | No. | 1.0000 | 1.0000 | 12471 | PVC Copper Wire 2.5 Sqmm black | Mtrs | 110.7250 | 14.2800 | 158.001.001.005.004.003.001.008.005.005. | 14.2800 | Material | 0 | 0.0000
671589 | A-905-2BHK Internal Flat Wiring. | No. | 1.0000 | 1.0000 | 12527 | PVC Copper Wire 2.5 Sqmm blue | Mtrs | 0 | 14.2800 | 158.001.001.005.004.003.001.008.005.005. | 0.0000 | Material | 0 | 0.0000
671589 | A-905-2BHK Internal Flat Wiring. | No. | 1.0000 | 1.0000 | 12472 | PVC Copper Wire 2.5 Sqmm green | Mtrs | 65.9800 | 14.2800 | 158.001.001.005.004.003.001.008.005.005. | 0.0000 | Material | 0 | 0.0000
671589 | A-905-2BHK Internal Flat Wiring. | No. | 1.0000 | 1.0000 | 12470 | PVC Copper Wire 2.5 Sqmm red | Mtrs | 75.2500 | 14.2800 | 158.001.001.005.004.003.001.008.005.005. | 0.0000 | Material | 0 | 0.0000
671589 | A-905-2BHK Internal Flat Wiring. | No. | 1.0000 | 1.0000 | 12528 | PVC Copper Wire 2.5 Sqmm yellow | Mtrs | 0.0000 | 14.2800 | 158.001.001.005.004.003.001.008.005.005. | 14.2800 | Material | 0 | 0.0000
671589 | A-905-2BHK Internal Flat Wiring. | No. | 1.0000 | 1.0000 | 12475 | PVC Copper Wire 4 Sqmm black | Mtrs | 115.8500 | 21.1200 | 158.001.001.005.004.003.001.008.005.005. | 0.0000 | Material | 0 | 0.0000
671589 | A-905-2BHK Internal Flat Wiring. | No. | 1.0000 | 1.0000 | 13068 | PVC Copper Wire 4 Sqmm blue | Mtrs | 77.5000 | 10.0000 | 158.001.001.005.004.003.001.008.005.005. | 0.0000 | Material | 0 | 0.0000
671589 | A-905-2BHK Internal Flat Wiring. | No. | 1.0000 | 1.0000 | 12474 | PVC Copper Wire 4 Sqmm red | Mtrs | 0.0000 | 21.1200 | 158.001.001.005.004.003.001.008.005.005. | 0.0000 | Material | 0 | 0.0000
671589 | A-905-2BHK Internal Flat Wiring. | No. | 1.0000 | 1.0000 | 13067 | PVC Copper Wire 4 Sqmm yellow | Mtrs | 81.9250 | 10.0000 | 158.001.001.005.004.003.001.008.005.005. | 0.0000 | Material | 0 | 0.0000
671589 | A-905-2BHK Internal Flat Wiring. | No. | 1.0000 | 1.0000 | 1010 | RG-6 Co-Axial Cable | Mtrs | 0.0000 | 14.3900 | 158.001.001.005.004.003.001.008.005.005. | 0.0000 | Material | 0 | 0.0000
562890 | A-906-2BHK Internal Electrical work | No. | 1.0000 | 1.0000 | 26454 | 12 Module GI Concealed Box | No. | 2.0000 | 255.0000 | 158.001.001.005.004.003.001.008.006.001. | 255.0000 | Material | 0 | 0.0000
562890 | A-906-2BHK Internal Electrical work | No. | 1.0000 | 1.0000 | 5245 | 12M Plate (575770) | No. | 2.0000 | 225.8600 | 158.001.001.005.004.003.001.008.006.001. | 0.0000 | Material | 0 | 0.0000
562890 | A-906-2BHK Internal Electrical work | No. | 1.0000 | 1.0000 | 26448 | 2 Module GI Concealed Box | No. | 9.0000 | 75.0000 | 158.001.001.005.004.003.001.008.006.001. | 75.0000 | Material | 0 | 0.0000
562890 | A-906-2BHK Internal Electrical work | No. | 1.0000 | 1.0000 | 5250 | 2M Plate (575710) | No. | 9.0000 | 60.4800 | 158.001.001.005.004.003.001.008.006.001. | 0.0000 | Material | 0 | 0.0000
562890 | A-906-2BHK Internal Electrical work | No. | 1.0000 | 1.0000 | 26449 | 3 Module GI Concealed Box | No. | 11.0000 | 105.0000 | 158.001.001.005.004.003.001.008.006.001. | 105.0000 | Material | 0 | 0.0000
562890 | A-906-2BHK Internal Electrical work | No. | 1.0000 | 1.0000 | 5249 | 3M Plate (575720) | No. | 11.0000 | 68.9800 | 158.001.001.005.004.003.001.008.006.001. | 0.0000 | Material | 0 | 0.0000
562890 | A-906-2BHK Internal Electrical work | No. | 1.0000 | 1.0000 | 26450 | 4 Module GI Concealed Box | No. | 3.0000 | 130.0000 | 158.001.001.005.004.003.001.008.006.001. | 130.0000 | Material | 0 | 0.0000
562890 | A-906-2BHK Internal Electrical work | No. | 1.0000 | 1.0000 | 5248 | 4M Plate (575730) | No. | 3.0000 | 72.7600 | 158.001.001.005.004.003.001.008.006.001. | 0.0000 | Material | 0 | 0.0000
562890 | A-906-2BHK Internal Electrical work | No. | 1.0000 | 1.0000 | 26451 | 6 Module GI Concealed Box | No. | 7.0000 | 160.0000 | 158.001.001.005.004.003.001.008.006.001. | 160.0000 | Material | 0 | 0.0000
562890 | A-906-2BHK Internal Electrical work | No. | 1.0000 | 1.0000 | 5247 | 6M Plate (575740) | No. | 7.0000 | 131.3500 | 158.001.001.005.004.003.001.008.006.001. | 0.0000 | Material | 0 | 0.0000
562890 | A-906-2BHK Internal Electrical work | No. | 1.0000 | 1.0000 | 26452 | 8 Module GI Concealed Box | No. | 4.0000 | 215.0000 | 158.001.001.005.004.003.001.008.006.001. | 215.0000 | Material | 0 | 0.0000
562890 | A-906-2BHK Internal Electrical work | No. | 1.0000 | 1.0000 | 5246 | 8M Hzl Plate (575750) | No. | 4.0000 | 144.5800 | 158.001.001.005.004.003.001.008.006.001. | 0.0000 | Material | 0 | 0.0000
567220 | A-906-2BHK Wall Conduting Material 2BHK | No. | 1.0000 | 1.0000 | 8482 | Flexible Pipe 3/4" | Mtrs | 3.0000 | 5.2500 | 158.001.001.005.004.003.001.008.006.002. | 0.0000 | Material | 0 | 0.0000
567220 | A-906-2BHK Wall Conduting Material 2BHK | No. | 1.0000 | 1.0000 | 501 | Nails 3" | Kgs | 0.5000 | 63.0000 | 158.001.001.005.004.003.001.008.006.002. | 0.0000 | Material | 0 | 0.0000
567220 | A-906-2BHK Wall Conduting Material 2BHK | No. | 1.0000 | 1.0000 | 3246 | PVC 1 way Junction Box 1" | No. | 4.0000 | 18.2000 | 158.001.001.005.004.003.001.008.006.002. | 0.0000 | Material | 0 | 0.0000
567220 | A-906-2BHK Wall Conduting Material 2BHK | No. | 1.0000 | 1.0000 | 838 | PVC Conduit Bend 1" | No. | 13.0000 | 6.3500 | 158.001.001.005.004.003.001.008.006.002. | 6.3500 | Material | 0 | 0.0000
567220 | A-906-2BHK Wall Conduting Material 2BHK | No. | 1.0000 | 1.0000 | 837 | PVC Conduit Pipe 1" mtrs | Mtrs | 90.0000 | 18.6000 | 158.001.001.005.004.003.001.008.006.002. | 18.6000 | Material | 0 | 0.0000
571971 | A-906-2BHK Internal Flat DB Work | No. | 1.0000 | 1.0000 | 28289 | 10A Single Pole MCB (IH31P0C010) | No. | 4.0000 | 100.0000 | 158.001.001.005.004.003.001.008.006.003. | 100.0000 | Material | 0 | 0.0000
571971 | A-906-2BHK Internal Flat DB Work | No. | 1.0000 | 1.0000 | 28297 | 20A Single Pole MCB (IH31P0C020) | No. | 8.0000 | 300.0000 | 158.001.001.005.004.003.001.008.006.003. | 300.0000 | Material | 0 | 0.0000
571971 | A-906-2BHK Internal Flat DB Work | No. | 1.0000 | 1.0000 | 28776 | 4 Way TPN DB with tel. compartment IHETPNYV004 | No. | 1.0000 | 118.0000 | 158.001.001.005.004.003.001.008.006.003. | 100.0000 | Material | 45 | 18.0000 | C+S GST 18% I/P RD
571971 | A-906-2BHK Internal Flat DB Work | No. | 1.0000 | 1.0000 | 28545 | 40 AMP RCCB 4 Pole 30ma IH3R440030 | No. | 1.0000 | 118.0000 | 158.001.001.005.004.003.001.008.006.003. | 100.0000 | Material | 45 | 18.0000 | C+S GST 18% I/P RD
610552 | A-906-2BHK Int. Flat Switch Socket Material | No. | 1.0000 | 1.0000 | 5238 | 16A 1way switch w indi.(572063 | No. | 8.0000 | 127.5800 | 158.001.001.005.004.003.001.008.006.004. | 0.0000 | Material | 0 | 0.0000
610552 | A-906-2BHK Int. Flat Switch Socket Material | No. | 1.0000 | 1.0000 | 8655 | 16A socket (573471) | No. | 10.0000 | 254.0000 | 158.001.001.005.004.003.001.008.006.004. | 254.0000 | Material | 0 | 0.0000
610552 | A-906-2BHK Int. Flat Switch Socket Material | No. | 1.0000 | 1.0000 | 793 | 6 A Bell Push (573413) | No. | 1.0000 | 22.0500 | 158.001.001.005.004.003.001.008.006.004. | 0.0000 | Material | 0 | 0.0000
610552 | A-906-2BHK Int. Flat Switch Socket Material | No. | 1.0000 | 1.0000 | 7294 | 6A 2 Way Switch (573402) | No. | 4.0000 | 130.0000 | 158.001.001.005.004.003.001.008.006.004. | 0.0000 | Material | 0 | 0.0000
610552 | A-906-2BHK Int. Flat Switch Socket Material | No. | 1.0000 | 1.0000 | 28162 | 6A 3Pin Socket (573424) | No. | 25.0000 | 290.0000 | 158.001.001.005.004.003.001.008.006.004. | 290.0000 | Material | 0 | 0.0000
610552 | A-906-2BHK Int. Flat Switch Socket Material | No. | 1.0000 | 1.0000 | 5240 | 6A One way Switch (573400) | No. | 51.0000 | 72.7600 | 158.001.001.005.004.003.001.008.006.004. | 0.0000 | Material | 0 | 0.0000
610552 | A-906-2BHK Int. Flat Switch Socket Material | No. | 1.0000 | 1.0000 | 2556 | Angle Holder | No. | 5.0000 | 28.0000 | 158.001.001.005.004.003.001.008.006.004. | 0.0000 | Material | 0 | 0.0000
610552 | A-906-2BHK Int. Flat Switch Socket Material | No. | 1.0000 | 1.0000 | 5244 | Blank Plate 1m (573449) | No. | 9.0000 | 19.8400 | 158.001.001.005.004.003.001.008.006.004. | 0.0000 | Material | 0 | 0.0000
610552 | A-906-2BHK Int. Flat Switch Socket Material | No. | 1.0000 | 1.0000 | 1714 | Connector | No. | 4.0000 | 9.0000 | 158.001.001.005.004.003.001.008.006.004. | 0.0000 | Material | 0 | 0.0000
610552 | A-906-2BHK Int. Flat Switch Socket Material | No. | 1.0000 | 1.0000 | 6758 | Fan Step Reg (573469) | No. | 6.0000 | 432.3400 | 158.001.001.005.004.003.001.008.006.004. | 0.0000 | Material | 0 | 0.0000
610552 | A-906-2BHK Int. Flat Switch Socket Material | No. | 1.0000 | 1.0000 | 3287 | Round Plate 4" - No. | No. | 38.0000 | 9.0000 | 158.001.001.005.004.003.001.008.006.004. | 0.0000 | Material | 0 | 0.0000
610552 | A-906-2BHK Int. Flat Switch Socket Material | No. | 1.0000 | 1.0000 | 9555 | Round Plate 6" | No. | 6.0000 | 6.0000 | 158.001.001.005.004.003.001.008.006.004. | 0.0000 | Material | 0 | 0.0000
610552 | A-906-2BHK Int. Flat Switch Socket Material | No. | 1.0000 | 1.0000 | 6757 | T.V. Socket (573425) | No. | 3.0000 | 83.1600 | 158.001.001.005.004.003.001.008.006.004. | 0.0000 | Material | 0 | 0.0000
610552 | A-906-2BHK Int. Flat Switch Socket Material | No. | 1.0000 | 1.0000 | 5242 | Tel. Socket 1mod (573426) | No. | 1.0000 | 79.3800 | 158.001.001.005.004.003.001.008.006.004. | 0.0000 | Material | 0 | 0.0000
671590 | A-906-2BHK Internal Flat Wiring. | No. | 1.0000 | 1.0000 | 23458 | 2 Pair telephone cable | Mtrs | 0.0000 | 50.0000 | 158.001.001.005.004.003.001.008.006.005. | 50.0000 | Material | 0 | 0.0000
671590 | A-906-2BHK Internal Flat Wiring. | No. | 1.0000 | 1.0000 | 12468 | PVC Copper Wire 1.5 Sqmm black | Mtrs | 0.0000 | 8.8600 | 158.001.001.005.004.003.001.008.006.005. | 8.8600 | Material | 0 | 0.0000
671590 | A-906-2BHK Internal Flat Wiring. | No. | 1.0000 | 1.0000 | 12530 | PVC Copper Wire 1.5 Sqmm blue | Mtrs | 105.7500 | 8.8600 | 158.001.001.005.004.003.001.008.006.005. | 8.8600 | Material | 0 | 0.0000
671590 | A-906-2BHK Internal Flat Wiring. | No. | 1.0000 | 1.0000 | 12469 | PVC Copper Wire 1.5 Sqmm green | Mtrs | 78.9800 | 8.8700 | 158.001.001.005.004.003.001.008.006.005. | 0.0000 | Material | 0 | 0.0000
671590 | A-906-2BHK Internal Flat Wiring. | No. | 1.0000 | 1.0000 | 26439 | PVC Copper Wire 1.5 Sqmm Grey | Mtrs | 0.0000 | 100.0000 | 158.001.001.005.004.003.001.008.006.005. | 100.0000 | Material | 0 | 0.0000
671590 | A-906-2BHK Internal Flat Wiring. | No. | 1.0000 | 1.0000 | 12466 | PVC Copper Wire 1.5 Sqmm red | Mtrs | 35.5000 | 8.8700 | 158.001.001.005.004.003.001.008.006.005. | 8.8700 | Material | 0 | 0.0000
671590 | A-906-2BHK Internal Flat Wiring. | No. | 1.0000 | 1.0000 | 12529 | PVC Copper Wire 1.5 Sqmm yellow | Mtrs | 151.3250 | 10.0000 | 158.001.001.005.004.003.001.008.006.005. | 10.0000 | Material | 0 | 0.0000
671590 | A-906-2BHK Internal Flat Wiring. | No. | 1.0000 | 1.0000 | 12471 | PVC Copper Wire 2.5 Sqmm black | Mtrs | 110.7250 | 14.2800 | 158.001.001.005.004.003.001.008.006.005. | 14.2800 | Material | 0 | 0.0000
671590 | A-906-2BHK Internal Flat Wiring. | No. | 1.0000 | 1.0000 | 12527 | PVC Copper Wire 2.5 Sqmm blue | Mtrs | 0 | 14.2800 | 158.001.001.005.004.003.001.008.006.005. | 0.0000 | Material | 0 | 0.0000
671590 | A-906-2BHK Internal Flat Wiring. | No. | 1.0000 | 1.0000 | 12472 | PVC Copper Wire 2.5 Sqmm green | Mtrs | 65.9800 | 14.2800 | 158.001.001.005.004.003.001.008.006.005. | 0.0000 | Material | 0 | 0.0000
671590 | A-906-2BHK Internal Flat Wiring. | No. | 1.0000 | 1.0000 | 12470 | PVC Copper Wire 2.5 Sqmm red | Mtrs | 75.2500 | 14.2800 | 158.001.001.005.004.003.001.008.006.005. | 0.0000 | Material | 0 | 0.0000
671590 | A-906-2BHK Internal Flat Wiring. | No. | 1.0000 | 1.0000 | 12528 | PVC Copper Wire 2.5 Sqmm yellow | Mtrs | 0.0000 | 14.2800 | 158.001.001.005.004.003.001.008.006.005. | 14.2800 | Material | 0 | 0.0000
671590 | A-906-2BHK Internal Flat Wiring. | No. | 1.0000 | 1.0000 | 12475 | PVC Copper Wire 4 Sqmm black | Mtrs | 115.8500 | 21.1200 | 158.001.001.005.004.003.001.008.006.005. | 0.0000 | Material | 0 | 0.0000
671590 | A-906-2BHK Internal Flat Wiring. | No. | 1.0000 | 1.0000 | 13068 | PVC Copper Wire 4 Sqmm blue | Mtrs | 77.5000 | 10.0000 | 158.001.001.005.004.003.001.008.006.005. | 0.0000 | Material | 0 | 0.0000
671590 | A-906-2BHK Internal Flat Wiring. | No. | 1.0000 | 1.0000 | 12474 | PVC Copper Wire 4 Sqmm red | Mtrs | 0.0000 | 21.1200 | 158.001.001.005.004.003.001.008.006.005. | 0.0000 | Material | 0 | 0.0000
671590 | A-906-2BHK Internal Flat Wiring. | No. | 1.0000 | 1.0000 | 13067 | PVC Copper Wire 4 Sqmm yellow | Mtrs | 81.9250 | 10.0000 | 158.001.001.005.004.003.001.008.006.005. | 0.0000 | Material | 0 | 0.0000
671590 | A-906-2BHK Internal Flat Wiring. | No. | 1.0000 | 1.0000 | 1010 | RG-6 Co-Axial Cable | Mtrs | 0.0000 | 14.3900 | 158.001.001.005.004.003.001.008.006.005. | 0.0000 | Material | 0 | 0.0000
562891 | A-907-2BHK Internal Electrical work | No. | 1.0000 | 1.0000 | 26454 | 12 Module GI Concealed Box | No. | 2.0000 | 255.0000 | 158.001.001.005.004.003.001.008.007.001. | 255.0000 | Material | 0 | 0.0000
562891 | A-907-2BHK Internal Electrical work | No. | 1.0000 | 1.0000 | 5245 | 12M Plate (575770) | No. | 2.0000 | 225.8600 | 158.001.001.005.004.003.001.008.007.001. | 0.0000 | Material | 0 | 0.0000
562891 | A-907-2BHK Internal Electrical work | No. | 1.0000 | 1.0000 | 26448 | 2 Module GI Concealed Box | No. | 9.0000 | 75.0000 | 158.001.001.005.004.003.001.008.007.001. | 75.0000 | Material | 0 | 0.0000
562891 | A-907-2BHK Internal Electrical work | No. | 1.0000 | 1.0000 | 5250 | 2M Plate (575710) | No. | 9.0000 | 60.4800 | 158.001.001.005.004.003.001.008.007.001. | 0.0000 | Material | 0 | 0.0000
562891 | A-907-2BHK Internal Electrical work | No. | 1.0000 | 1.0000 | 26449 | 3 Module GI Concealed Box | No. | 11.0000 | 105.0000 | 158.001.001.005.004.003.001.008.007.001. | 105.0000 | Material | 0 | 0.0000
562891 | A-907-2BHK Internal Electrical work | No. | 1.0000 | 1.0000 | 5249 | 3M Plate (575720) | No. | 11.0000 | 68.9800 | 158.001.001.005.004.003.001.008.007.001. | 0.0000 | Material | 0 | 0.0000
562891 | A-907-2BHK Internal Electrical work | No. | 1.0000 | 1.0000 | 26450 | 4 Module GI Concealed Box | No. | 3.0000 | 130.0000 | 158.001.001.005.004.003.001.008.007.001. | 130.0000 | Material | 0 | 0.0000
562891 | A-907-2BHK Internal Electrical work | No. | 1.0000 | 1.0000 | 5248 | 4M Plate (575730) | No. | 3.0000 | 72.7600 | 158.001.001.005.004.003.001.008.007.001. | 0.0000 | Material | 0 | 0.0000
562891 | A-907-2BHK Internal Electrical work | No. | 1.0000 | 1.0000 | 26451 | 6 Module GI Concealed Box | No. | 7.0000 | 160.0000 | 158.001.001.005.004.003.001.008.007.001. | 160.0000 | Material | 0 | 0.0000
562891 | A-907-2BHK Internal Electrical work | No. | 1.0000 | 1.0000 | 5247 | 6M Plate (575740) | No. | 7.0000 | 131.3500 | 158.001.001.005.004.003.001.008.007.001. | 0.0000 | Material | 0 | 0.0000
562891 | A-907-2BHK Internal Electrical work | No. | 1.0000 | 1.0000 | 26452 | 8 Module GI Concealed Box | No. | 4.0000 | 215.0000 | 158.001.001.005.004.003.001.008.007.001. | 215.0000 | Material | 0 | 0.0000
562891 | A-907-2BHK Internal Electrical work | No. | 1.0000 | 1.0000 | 5246 | 8M Hzl Plate (575750) | No. | 4.0000 | 144.5800 | 158.001.001.005.004.003.001.008.007.001. | 0.0000 | Material | 0 | 0.0000
567221 | A-907-2BHK Wall Conduting Material 2BHK | No. | 1.0000 | 1.0000 | 8482 | Flexible Pipe 3/4" | Mtrs | 3.0000 | 5.2500 | 158.001.001.005.004.003.001.008.007.002. | 0.0000 | Material | 0 | 0.0000
567221 | A-907-2BHK Wall Conduting Material 2BHK | No. | 1.0000 | 1.0000 | 501 | Nails 3" | Kgs | 0.5000 | 63.0000 | 158.001.001.005.004.003.001.008.007.002. | 0.0000 | Material | 0 | 0.0000
567221 | A-907-2BHK Wall Conduting Material 2BHK | No. | 1.0000 | 1.0000 | 3246 | PVC 1 way Junction Box 1" | No. | 4.0000 | 18.2000 | 158.001.001.005.004.003.001.008.007.002. | 0.0000 | Material | 0 | 0.0000
567221 | A-907-2BHK Wall Conduting Material 2BHK | No. | 1.0000 | 1.0000 | 838 | PVC Conduit Bend 1" | No. | 13.0000 | 6.3500 | 158.001.001.005.004.003.001.008.007.002. | 6.3500 | Material | 0 | 0.0000
567221 | A-907-2BHK Wall Conduting Material 2BHK | No. | 1.0000 | 1.0000 | 837 | PVC Conduit Pipe 1" mtrs | Mtrs | 90.0000 | 18.6000 | 158.001.001.005.004.003.001.008.007.002. | 18.6000 | Material | 0 | 0.0000
571972 | A-907-2BHK Internal Flat DB Work | No. | 1.0000 | 1.0000 | 28289 | 10A Single Pole MCB (IH31P0C010) | No. | 4.0000 | 100.0000 | 158.001.001.005.004.003.001.008.007.003. | 100.0000 | Material | 0 | 0.0000
571972 | A-907-2BHK Internal Flat DB Work | No. | 1.0000 | 1.0000 | 28297 | 20A Single Pole MCB (IH31P0C020) | No. | 8.0000 | 300.0000 | 158.001.001.005.004.003.001.008.007.003. | 300.0000 | Material | 0 | 0.0000
571972 | A-907-2BHK Internal Flat DB Work | No. | 1.0000 | 1.0000 | 28776 | 4 Way TPN DB with tel. compartment IHETPNYV004 | No. | 1.0000 | 118.0000 | 158.001.001.005.004.003.001.008.007.003. | 100.0000 | Material | 45 | 18.0000 | C+S GST 18% I/P RD
571972 | A-907-2BHK Internal Flat DB Work | No. | 1.0000 | 1.0000 | 28545 | 40 AMP RCCB 4 Pole 30ma IH3R440030 | No. | 1.0000 | 118.0000 | 158.001.001.005.004.003.001.008.007.003. | 100.0000 | Material | 45 | 18.0000 | C+S GST 18% I/P RD
610553 | A-907-2BHK Int. Flat Switch Socket Material | No. | 1.0000 | 1.0000 | 5238 | 16A 1way switch w indi.(572063 | No. | 8.0000 | 127.5800 | 158.001.001.005.004.003.001.008.007.004. | 0.0000 | Material | 0 | 0.0000
610553 | A-907-2BHK Int. Flat Switch Socket Material | No. | 1.0000 | 1.0000 | 8655 | 16A socket (573471) | No. | 10.0000 | 254.0000 | 158.001.001.005.004.003.001.008.007.004. | 254.0000 | Material | 0 | 0.0000
610553 | A-907-2BHK Int. Flat Switch Socket Material | No. | 1.0000 | 1.0000 | 793 | 6 A Bell Push (573413) | No. | 1.0000 | 22.0500 | 158.001.001.005.004.003.001.008.007.004. | 0.0000 | Material | 0 | 0.0000
610553 | A-907-2BHK Int. Flat Switch Socket Material | No. | 1.0000 | 1.0000 | 7294 | 6A 2 Way Switch (573402) | No. | 4.0000 | 130.0000 | 158.001.001.005.004.003.001.008.007.004. | 0.0000 | Material | 0 | 0.0000
610553 | A-907-2BHK Int. Flat Switch Socket Material | No. | 1.0000 | 1.0000 | 28162 | 6A 3Pin Socket (573424) | No. | 25.0000 | 290.0000 | 158.001.001.005.004.003.001.008.007.004. | 290.0000 | Material | 0 | 0.0000
610553 | A-907-2BHK Int. Flat Switch Socket Material | No. | 1.0000 | 1.0000 | 5240 | 6A One way Switch (573400) | No. | 51.0000 | 72.7600 | 158.001.001.005.004.003.001.008.007.004. | 0.0000 | Material | 0 | 0.0000
610553 | A-907-2BHK Int. Flat Switch Socket Material | No. | 1.0000 | 1.0000 | 2556 | Angle Holder | No. | 5.0000 | 28.0000 | 158.001.001.005.004.003.001.008.007.004. | 0.0000 | Material | 0 | 0.0000
610553 | A-907-2BHK Int. Flat Switch Socket Material | No. | 1.0000 | 1.0000 | 5244 | Blank Plate 1m (573449) | No. | 9.0000 | 19.8400 | 158.001.001.005.004.003.001.008.007.004. | 0.0000 | Material | 0 | 0.0000
610553 | A-907-2BHK Int. Flat Switch Socket Material | No. | 1.0000 | 1.0000 | 1714 | Connector | No. | 4.0000 | 9.0000 | 158.001.001.005.004.003.001.008.007.004. | 0.0000 | Material | 0 | 0.0000
610553 | A-907-2BHK Int. Flat Switch Socket Material | No. | 1.0000 | 1.0000 | 6758 | Fan Step Reg (573469) | No. | 6.0000 | 432.3400 | 158.001.001.005.004.003.001.008.007.004. | 0.0000 | Material | 0 | 0.0000
610553 | A-907-2BHK Int. Flat Switch Socket Material | No. | 1.0000 | 1.0000 | 3287 | Round Plate 4" - No. | No. | 38.0000 | 9.0000 | 158.001.001.005.004.003.001.008.007.004. | 0.0000 | Material | 0 | 0.0000
610553 | A-907-2BHK Int. Flat Switch Socket Material | No. | 1.0000 | 1.0000 | 9555 | Round Plate 6" | No. | 6.0000 | 6.0000 | 158.001.001.005.004.003.001.008.007.004. | 0.0000 | Material | 0 | 0.0000
610553 | A-907-2BHK Int. Flat Switch Socket Material | No. | 1.0000 | 1.0000 | 6757 | T.V. Socket (573425) | No. | 3.0000 | 83.1600 | 158.001.001.005.004.003.001.008.007.004. | 0.0000 | Material | 0 | 0.0000
610553 | A-907-2BHK Int. Flat Switch Socket Material | No. | 1.0000 | 1.0000 | 5242 | Tel. Socket 1mod (573426) | No. | 1.0000 | 79.3800 | 158.001.001.005.004.003.001.008.007.004. | 0.0000 | Material | 0 | 0.0000
671591 | A-907-2BHK Internal Flat Wiring. | No. | 1.0000 | 1.0000 | 23458 | 2 Pair telephone cable | Mtrs | 0.0000 | 50.0000 | 158.001.001.005.004.003.001.008.007.005. | 50.0000 | Material | 0 | 0.0000
671591 | A-907-2BHK Internal Flat Wiring. | No. | 1.0000 | 1.0000 | 12468 | PVC Copper Wire 1.5 Sqmm black | Mtrs | 0.0000 | 8.8600 | 158.001.001.005.004.003.001.008.007.005. | 8.8600 | Material | 0 | 0.0000
671591 | A-907-2BHK Internal Flat Wiring. | No. | 1.0000 | 1.0000 | 12530 | PVC Copper Wire 1.5 Sqmm blue | Mtrs | 105.7500 | 8.8600 | 158.001.001.005.004.003.001.008.007.005. | 8.8600 | Material | 0 | 0.0000
671591 | A-907-2BHK Internal Flat Wiring. | No. | 1.0000 | 1.0000 | 12469 | PVC Copper Wire 1.5 Sqmm green | Mtrs | 78.9800 | 8.8700 | 158.001.001.005.004.003.001.008.007.005. | 0.0000 | Material | 0 | 0.0000
671591 | A-907-2BHK Internal Flat Wiring. | No. | 1.0000 | 1.0000 | 26439 | PVC Copper Wire 1.5 Sqmm Grey | Mtrs | 0.0000 | 100.0000 | 158.001.001.005.004.003.001.008.007.005. | 100.0000 | Material | 0 | 0.0000
671591 | A-907-2BHK Internal Flat Wiring. | No. | 1.0000 | 1.0000 | 12466 | PVC Copper Wire 1.5 Sqmm red | Mtrs | 35.5000 | 8.8700 | 158.001.001.005.004.003.001.008.007.005. | 8.8700 | Material | 0 | 0.0000
671591 | A-907-2BHK Internal Flat Wiring. | No. | 1.0000 | 1.0000 | 12529 | PVC Copper Wire 1.5 Sqmm yellow | Mtrs | 151.3250 | 10.0000 | 158.001.001.005.004.003.001.008.007.005. | 10.0000 | Material | 0 | 0.0000
671591 | A-907-2BHK Internal Flat Wiring. | No. | 1.0000 | 1.0000 | 12471 | PVC Copper Wire 2.5 Sqmm black | Mtrs | 110.7250 | 14.2800 | 158.001.001.005.004.003.001.008.007.005. | 14.2800 | Material | 0 | 0.0000
671591 | A-907-2BHK Internal Flat Wiring. | No. | 1.0000 | 1.0000 | 12527 | PVC Copper Wire 2.5 Sqmm blue | Mtrs | 0 | 14.2800 | 158.001.001.005.004.003.001.008.007.005. | 0.0000 | Material | 0 | 0.0000
671591 | A-907-2BHK Internal Flat Wiring. | No. | 1.0000 | 1.0000 | 12472 | PVC Copper Wire 2.5 Sqmm green | Mtrs | 65.9800 | 14.2800 | 158.001.001.005.004.003.001.008.007.005. | 0.0000 | Material | 0 | 0.0000
671591 | A-907-2BHK Internal Flat Wiring. | No. | 1.0000 | 1.0000 | 12470 | PVC Copper Wire 2.5 Sqmm red | Mtrs | 75.2500 | 14.2800 | 158.001.001.005.004.003.001.008.007.005. | 0.0000 | Material | 0 | 0.0000
671591 | A-907-2BHK Internal Flat Wiring. | No. | 1.0000 | 1.0000 | 12528 | PVC Copper Wire 2.5 Sqmm yellow | Mtrs | 0.0000 | 14.2800 | 158.001.001.005.004.003.001.008.007.005. | 14.2800 | Material | 0 | 0.0000
671591 | A-907-2BHK Internal Flat Wiring. | No. | 1.0000 | 1.0000 | 12475 | PVC Copper Wire 4 Sqmm black | Mtrs | 115.8500 | 21.1200 | 158.001.001.005.004.003.001.008.007.005. | 0.0000 | Material | 0 | 0.0000
671591 | A-907-2BHK Internal Flat Wiring. | No. | 1.0000 | 1.0000 | 13068 | PVC Copper Wire 4 Sqmm blue | Mtrs | 77.5000 | 10.0000 | 158.001.001.005.004.003.001.008.007.005. | 0.0000 | Material | 0 | 0.0000
671591 | A-907-2BHK Internal Flat Wiring. | No. | 1.0000 | 1.0000 | 12474 | PVC Copper Wire 4 Sqmm red | Mtrs | 0.0000 | 21.1200 | 158.001.001.005.004.003.001.008.007.005. | 0.0000 | Material | 0 | 0.0000
671591 | A-907-2BHK Internal Flat Wiring. | No. | 1.0000 | 1.0000 | 13067 | PVC Copper Wire 4 Sqmm yellow | Mtrs | 81.9250 | 10.0000 | 158.001.001.005.004.003.001.008.007.005. | 0.0000 | Material | 0 | 0.0000
671591 | A-907-2BHK Internal Flat Wiring. | No. | 1.0000 | 1.0000 | 1010 | RG-6 Co-Axial Cable | Mtrs | 0.0000 | 14.3900 | 158.001.001.005.004.003.001.008.007.005. | 0.0000 | Material | 0 | 0.0000
562892 | A-908-3BHK Internal Electrical work | No. | 1.0000 | 1.0000 | 26454 | 12 Module GI Concealed Box | No. | 2.0000 | 255.0000 | 158.001.001.005.004.003.001.008.008.001. | 255.0000 | Material | 0 | 0.0000
562892 | A-908-3BHK Internal Electrical work | No. | 1.0000 | 1.0000 | 5245 | 12M Plate (575770) | No. | 2.0000 | 225.8600 | 158.001.001.005.004.003.001.008.008.001. | 0.0000 | Material | 0 | 0.0000
562892 | A-908-3BHK Internal Electrical work | No. | 1.0000 | 1.0000 | 26448 | 2 Module GI Concealed Box | No. | 13.0000 | 75.0000 | 158.001.001.005.004.003.001.008.008.001. | 75.0000 | Material | 0 | 0.0000
562892 | A-908-3BHK Internal Electrical work | No. | 1.0000 | 1.0000 | 5250 | 2M Plate (575710) | No. | 13.0000 | 60.4800 | 158.001.001.005.004.003.001.008.008.001. | 0.0000 | Material | 0 | 0.0000
562892 | A-908-3BHK Internal Electrical work | No. | 1.0000 | 1.0000 | 26449 | 3 Module GI Concealed Box | No. | 11.0000 | 105.0000 | 158.001.001.005.004.003.001.008.008.001. | 105.0000 | Material | 0 | 0.0000
562892 | A-908-3BHK Internal Electrical work | No. | 1.0000 | 1.0000 | 5249 | 3M Plate (575720) | No. | 11.0000 | 68.9800 | 158.001.001.005.004.003.001.008.008.001. | 0.0000 | Material | 0 | 0.0000
562892 | A-908-3BHK Internal Electrical work | No. | 1.0000 | 1.0000 | 26450 | 4 Module GI Concealed Box | No. | 4.0000 | 130.0000 | 158.001.001.005.004.003.001.008.008.001. | 130.0000 | Material | 0 | 0.0000
562892 | A-908-3BHK Internal Electrical work | No. | 1.0000 | 1.0000 | 5248 | 4M Plate (575730) | No. | 4.0000 | 72.7600 | 158.001.001.005.004.003.001.008.008.001. | 0.0000 | Material | 0 | 0.0000
562892 | A-908-3BHK Internal Electrical work | No. | 1.0000 | 1.0000 | 26451 | 6 Module GI Concealed Box | No. | 9.0000 | 160.0000 | 158.001.001.005.004.003.001.008.008.001. | 160.0000 | Material | 0 | 0.0000
562892 | A-908-3BHK Internal Electrical work | No. | 1.0000 | 1.0000 | 5247 | 6M Plate (575740) | No. | 9.0000 | 131.3500 | 158.001.001.005.004.003.001.008.008.001. | 0.0000 | Material | 0 | 0.0000
562892 | A-908-3BHK Internal Electrical work | No. | 1.0000 | 1.0000 | 26452 | 8 Module GI Concealed Box | No. | 5.0000 | 215.0000 | 158.001.001.005.004.003.001.008.008.001. | 215.0000 | Material | 0 | 0.0000
562892 | A-908-3BHK Internal Electrical work | No. | 1.0000 | 1.0000 | 5246 | 8M Hzl Plate (575750) | No. | 5.0000 | 144.5800 | 158.001.001.005.004.003.001.008.008.001. | 0.0000 | Material | 0 | 0.0000
567207 | A-908-3BHK Wall Conduting Material | No. | 1.0000 | 1.0000 | 8482 | Flexible Pipe 3/4" | Mtrs | 3.0000 | 5.2500 | 158.001.001.005.004.003.001.008.008.002. | 0.0000 | Material | 0 | 0.0000
567207 | A-908-3BHK Wall Conduting Material | No. | 1.0000 | 1.0000 | 501 | Nails 3" | Kgs | 0.5000 | 63.0000 | 158.001.001.005.004.003.001.008.008.002. | 0.0000 | Material | 0 | 0.0000
567207 | A-908-3BHK Wall Conduting Material | No. | 1.0000 | 1.0000 | 3246 | PVC 1 way Junction Box 1" | No. | 6.0000 | 18.2000 | 158.001.001.005.004.003.001.008.008.002. | 0.0000 | Material | 0 | 0.0000
567207 | A-908-3BHK Wall Conduting Material | No. | 1.0000 | 1.0000 | 838 | PVC Conduit Bend 1" | No. | 15.0000 | 6.3500 | 158.001.001.005.004.003.001.008.008.002. | 6.3500 | Material | 0 | 0.0000
567207 | A-908-3BHK Wall Conduting Material | No. | 1.0000 | 1.0000 | 837 | PVC Conduit Pipe 1" mtrs | Mtrs | 105.0000 | 18.6000 | 158.001.001.005.004.003.001.008.008.002. | 18.6000 | Material | 0 | 0.0000
571973 | A-908-3BHK Internal Flat DB Work | No. | 1.0000 | 1.0000 | 28289 | 10A Single Pole MCB (IH31P0C010) | No. | 3.0000 | 100.0000 | 158.001.001.005.004.003.001.008.008.003. | 100.0000 | Material | 0 | 0.0000
571973 | A-908-3BHK Internal Flat DB Work | No. | 1.0000 | 1.0000 | 28297 | 20A Single Pole MCB (IH31P0C020) | No. | 9.0000 | 300.0000 | 158.001.001.005.004.003.001.008.008.003. | 300.0000 | Material | 0 | 0.0000
571973 | A-908-3BHK Internal Flat DB Work | No. | 1.0000 | 1.0000 | 28545 | 40 AMP RCCB 4 Pole 30ma IH3R440030 | No. | 1.0000 | 118.0000 | 158.001.001.005.004.003.001.008.008.003. | 100.0000 | Material | 45 | 18.0000 | C+S GST 18% I/P RD
571973 | A-908-3BHK Internal Flat DB Work | No. | 1.0000 | 1.0000 | 28777 | 6 Way TPN DB with tel. compartment IHETPNTV006 | No. | 1.0000 | 118.0000 | 158.001.001.005.004.003.001.008.008.003. | 100.0000 | Material | 45 | 18.0000 | C+S GST 18% I/P RD
606870 | A-908-3BHK Int. Flat Switch Socket Material | No. | 1.0000 | 1.0000 | 5238 | 16A 1way switch w indi.(572063 | No. | 12.0000 | 127.5800 | 158.001.001.005.004.003.001.008.008.004. | 0.0000 | Material | 0 | 0.0000
606870 | A-908-3BHK Int. Flat Switch Socket Material | No. | 1.0000 | 1.0000 | 8655 | 16A socket (573471) | No. | 12.0000 | 254.0000 | 158.001.001.005.004.003.001.008.008.004. | 254.0000 | Material | 0 | 0.0000
606870 | A-908-3BHK Int. Flat Switch Socket Material | No. | 1.0000 | 1.0000 | 793 | 6 A Bell Push (573413) | No. | 1.0000 | 22.0500 | 158.001.001.005.004.003.001.008.008.004. | 0.0000 | Material | 0 | 0.0000
606870 | A-908-3BHK Int. Flat Switch Socket Material | No. | 1.0000 | 1.0000 | 7294 | 6A 2 Way Switch (573402) | No. | 6.0000 | 130.0000 | 158.001.001.005.004.003.001.008.008.004. | 0.0000 | Material | 0 | 0.0000
606870 | A-908-3BHK Int. Flat Switch Socket Material | No. | 1.0000 | 1.0000 | 28162 | 6A 3Pin Socket (573424) | No. | 30.0000 | 290.0000 | 158.001.001.005.004.003.001.008.008.004. | 290.0000 | Material | 0 | 0.0000
606870 | A-908-3BHK Int. Flat Switch Socket Material | No. | 1.0000 | 1.0000 | 5240 | 6A One way Switch (573400) | No. | 61.0000 | 72.7600 | 158.001.001.005.004.003.001.008.008.004. | 0.0000 | Material | 0 | 0.0000
606870 | A-908-3BHK Int. Flat Switch Socket Material | No. | 1.0000 | 1.0000 | 2556 | Angle Holder | No. | 6.0000 | 28.0000 | 158.001.001.005.004.003.001.008.008.004. | 0.0000 | Material | 0 | 0.0000
606870 | A-908-3BHK Int. Flat Switch Socket Material | No. | 1.0000 | 1.0000 | 5244 | Blank Plate 1m (573449) | No. | 9.0000 | 19.8400 | 158.001.001.005.004.003.001.008.008.004. | 0.0000 | Material | 0 | 0.0000
606870 | A-908-3BHK Int. Flat Switch Socket Material | No. | 1.0000 | 1.0000 | 1714 | Connector | No. | 5.0000 | 9.0000 | 158.001.001.005.004.003.001.008.008.004. | 0.0000 | Material | 0 | 0.0000
606870 | A-908-3BHK Int. Flat Switch Socket Material | No. | 1.0000 | 1.0000 | 6758 | Fan Step Reg (573469) | No. | 7.0000 | 432.3400 | 158.001.001.005.004.003.001.008.008.004. | 0.0000 | Material | 0 | 0.0000
606870 | A-908-3BHK Int. Flat Switch Socket Material | No. | 1.0000 | 1.0000 | 3287 | Round Plate 4" - No. | No. | 44.0000 | 9.0000 | 158.001.001.005.004.003.001.008.008.004. | 0.0000 | Material | 0 | 0.0000
606870 | A-908-3BHK Int. Flat Switch Socket Material | No. | 1.0000 | 1.0000 | 9555 | Round Plate 6" | No. | 7.0000 | 6.0000 | 158.001.001.005.004.003.001.008.008.004. | 0.0000 | Material | 0 | 0.0000
606870 | A-908-3BHK Int. Flat Switch Socket Material | No. | 1.0000 | 1.0000 | 6757 | T.V. Socket (573425) | No. | 4.0000 | 83.1600 | 158.001.001.005.004.003.001.008.008.004. | 0.0000 | Material | 0 | 0.0000
606870 | A-908-3BHK Int. Flat Switch Socket Material | No. | 1.0000 | 1.0000 | 5242 | Tel. Socket 1mod (573426) | No. | 1.0000 | 79.3800 | 158.001.001.005.004.003.001.008.008.004. | 0.0000 | Material | 0 | 0.0000
671592 | A-908-3BHK Internal Flat Wiring. | No. | 1.0000 | 1.0000 | 23458 | 2 Pair telephone cable | Mtrs | 9.7500 | 50.0000 | 158.001.001.005.004.003.001.008.008.005. | 50.0000 | Material | 0 | 0.0000
671592 | A-908-3BHK Internal Flat Wiring. | No. | 1.0000 | 1.0000 | 12468 | PVC Copper Wire 1.5 Sqmm black | Mtrs | 0.0000 | 8.8600 | 158.001.001.005.004.003.001.008.008.005. | 8.8600 | Material | 0 | 0.0000
671592 | A-908-3BHK Internal Flat Wiring. | No. | 1.0000 | 1.0000 | 12530 | PVC Copper Wire 1.5 Sqmm blue | Mtrs | 139.0000 | 8.8600 | 158.001.001.005.004.003.001.008.008.005. | 8.8600 | Material | 0 | 0.0000
671592 | A-908-3BHK Internal Flat Wiring. | No. | 1.0000 | 1.0000 | 12469 | PVC Copper Wire 1.5 Sqmm green | Mtrs | 78.9800 | 8.8700 | 158.001.001.005.004.003.001.008.008.005. | 0.0000 | Material | 0 | 0.0000
671592 | A-908-3BHK Internal Flat Wiring. | No. | 1.0000 | 1.0000 | 26439 | PVC Copper Wire 1.5 Sqmm Grey | Mtrs | 0.0000 | 100.0000 | 158.001.001.005.004.003.001.008.008.005. | 100.0000 | Material | 0 | 0.0000
671592 | A-908-3BHK Internal Flat Wiring. | No. | 1.0000 | 1.0000 | 12466 | PVC Copper Wire 1.5 Sqmm red | Mtrs | 46.0000 | 8.8700 | 158.001.001.005.004.003.001.008.008.005. | 8.8700 | Material | 0 | 0.0000
671592 | A-908-3BHK Internal Flat Wiring. | No. | 1.0000 | 1.0000 | 12529 | PVC Copper Wire 1.5 Sqmm yellow | Mtrs | 168.0000 | 10.0000 | 158.001.001.005.004.003.001.008.008.005. | 10.0000 | Material | 0 | 0.0000
671592 | A-908-3BHK Internal Flat Wiring. | No. | 1.0000 | 1.0000 | 12471 | PVC Copper Wire 2.5 Sqmm black | Mtrs | 94.0000 | 14.2800 | 158.001.001.005.004.003.001.008.008.005. | 14.2800 | Material | 0 | 0.0000
671592 | A-908-3BHK Internal Flat Wiring. | No. | 1.0000 | 1.0000 | 12527 | PVC Copper Wire 2.5 Sqmm blue | Mtrs | 0 | 14.2800 | 158.001.001.005.004.003.001.008.008.005. | 0.0000 | Material | 0 | 0.0000
671592 | A-908-3BHK Internal Flat Wiring. | No. | 1.0000 | 1.0000 | 12472 | PVC Copper Wire 2.5 Sqmm green | Mtrs | 104.0000 | 14.2800 | 158.001.001.005.004.003.001.008.008.005. | 0.0000 | Material | 0 | 0.0000
671592 | A-908-3BHK Internal Flat Wiring. | No. | 1.0000 | 1.0000 | 12470 | PVC Copper Wire 2.5 Sqmm red | Mtrs | 75.2500 | 14.2800 | 158.001.001.005.004.003.001.008.008.005. | 0.0000 | Material | 0 | 0.0000
671592 | A-908-3BHK Internal Flat Wiring. | No. | 1.0000 | 1.0000 | 12528 | PVC Copper Wire 2.5 Sqmm yellow | Mtrs | 0.0000 | 14.2800 | 158.001.001.005.004.003.001.008.008.005. | 14.2800 | Material | 0 | 0.0000
671592 | A-908-3BHK Internal Flat Wiring. | No. | 1.0000 | 1.0000 | 12475 | PVC Copper Wire 4 Sqmm black | Mtrs | 109.0000 | 21.1200 | 158.001.001.005.004.003.001.008.008.005. | 0.0000 | Material | 0 | 0.0000
671592 | A-908-3BHK Internal Flat Wiring. | No. | 1.0000 | 1.0000 | 13068 | PVC Copper Wire 4 Sqmm blue | Mtrs | 28.0000 | 10.0000 | 158.001.001.005.004.003.001.008.008.005. | 0.0000 | Material | 0 | 0.0000
671592 | A-908-3BHK Internal Flat Wiring. | No. | 1.0000 | 1.0000 | 12474 | PVC Copper Wire 4 Sqmm red | Mtrs | 28.0000 | 21.1200 | 158.001.001.005.004.003.001.008.008.005. | 0.0000 | Material | 0 | 0.0000
671592 | A-908-3BHK Internal Flat Wiring. | No. | 1.0000 | 1.0000 | 13067 | PVC Copper Wire 4 Sqmm yellow | Mtrs | 59.0000 | 10.0000 | 158.001.001.005.004.003.001.008.008.005. | 0.0000 | Material | 0 | 0.0000
671592 | A-908-3BHK Internal Flat Wiring. | No. | 1.0000 | 1.0000 | 1010 | RG-6 Co-Axial Cable | Mtrs | 17.0000 | 14.3900 | 158.001.001.005.004.003.001.008.008.005. | 0.0000 | Material | 0 | 0.0000
562894 | A-1001-3BHK Internal Electrical work | No. | 1.0000 | 1.0000 | 26454 | 12 Module GI Concealed Box | No. | 2.0000 | 255.0000 | 158.001.001.005.004.003.001.009.001.001. | 255.0000 | Material | 0 | 0.0000
562894 | A-1001-3BHK Internal Electrical work | No. | 1.0000 | 1.0000 | 5245 | 12M Plate (575770) | No. | 2.0000 | 225.8600 | 158.001.001.005.004.003.001.009.001.001. | 0.0000 | Material | 0 | 0.0000
562894 | A-1001-3BHK Internal Electrical work | No. | 1.0000 | 1.0000 | 26448 | 2 Module GI Concealed Box | No. | 13.0000 | 75.0000 | 158.001.001.005.004.003.001.009.001.001. | 75.0000 | Material | 0 | 0.0000
562894 | A-1001-3BHK Internal Electrical work | No. | 1.0000 | 1.0000 | 5250 | 2M Plate (575710) | No. | 13.0000 | 60.4800 | 158.001.001.005.004.003.001.009.001.001. | 0.0000 | Material | 0 | 0.0000
562894 | A-1001-3BHK Internal Electrical work | No. | 1.0000 | 1.0000 | 26449 | 3 Module GI Concealed Box | No. | 11.0000 | 105.0000 | 158.001.001.005.004.003.001.009.001.001. | 105.0000 | Material | 0 | 0.0000
562894 | A-1001-3BHK Internal Electrical work | No. | 1.0000 | 1.0000 | 5249 | 3M Plate (575720) | No. | 11.0000 | 68.9800 | 158.001.001.005.004.003.001.009.001.001. | 0.0000 | Material | 0 | 0.0000
562894 | A-1001-3BHK Internal Electrical work | No. | 1.0000 | 1.0000 | 26450 | 4 Module GI Concealed Box | No. | 4.0000 | 130.0000 | 158.001.001.005.004.003.001.009.001.001. | 130.0000 | Material | 0 | 0.0000
562894 | A-1001-3BHK Internal Electrical work | No. | 1.0000 | 1.0000 | 5248 | 4M Plate (575730) | No. | 4.0000 | 72.7600 | 158.001.001.005.004.003.001.009.001.001. | 0.0000 | Material | 0 | 0.0000
562894 | A-1001-3BHK Internal Electrical work | No. | 1.0000 | 1.0000 | 26451 | 6 Module GI Concealed Box | No. | 9.0000 | 160.0000 | 158.001.001.005.004.003.001.009.001.001. | 160.0000 | Material | 0 | 0.0000
562894 | A-1001-3BHK Internal Electrical work | No. | 1.0000 | 1.0000 | 5247 | 6M Plate (575740) | No. | 9.0000 | 131.3500 | 158.001.001.005.004.003.001.009.001.001. | 0.0000 | Material | 0 | 0.0000
562894 | A-1001-3BHK Internal Electrical work | No. | 1.0000 | 1.0000 | 26452 | 8 Module GI Concealed Box | No. | 5.0000 | 215.0000 | 158.001.001.005.004.003.001.009.001.001. | 215.0000 | Material | 0 | 0.0000
562894 | A-1001-3BHK Internal Electrical work | No. | 1.0000 | 1.0000 | 5246 | 8M Hzl Plate (575750) | No. | 5.0000 | 144.5800 | 158.001.001.005.004.003.001.009.001.001. | 0.0000 | Material | 0 | 0.0000
567208 | A-1001-3BHK Wall Conduting Material | No. | 1.0000 | 1.0000 | 8482 | Flexible Pipe 3/4" | Mtrs | 3.0000 | 5.2500 | 158.001.001.005.004.003.001.009.001.002. | 0.0000 | Material | 0 | 0.0000
567208 | A-1001-3BHK Wall Conduting Material | No. | 1.0000 | 1.0000 | 501 | Nails 3" | Kgs | 0.5000 | 63.0000 | 158.001.001.005.004.003.001.009.001.002. | 0.0000 | Material | 0 | 0.0000
567208 | A-1001-3BHK Wall Conduting Material | No. | 1.0000 | 1.0000 | 3246 | PVC 1 way Junction Box 1" | No. | 6.0000 | 18.2000 | 158.001.001.005.004.003.001.009.001.002. | 0.0000 | Material | 0 | 0.0000
567208 | A-1001-3BHK Wall Conduting Material | No. | 1.0000 | 1.0000 | 838 | PVC Conduit Bend 1" | No. | 15.0000 | 6.3500 | 158.001.001.005.004.003.001.009.001.002. | 6.3500 | Material | 0 | 0.0000
567208 | A-1001-3BHK Wall Conduting Material | No. | 1.0000 | 1.0000 | 837 | PVC Conduit Pipe 1" mtrs | Mtrs | 105.0000 | 18.6000 | 158.001.001.005.004.003.001.009.001.002. | 18.6000 | Material | 0 | 0.0000
571974 | A-1001-3BHK Internal Flat DB Work | No. | 1.0000 | 1.0000 | 28289 | 10A Single Pole MCB (IH31P0C010) | No. | 3.0000 | 100.0000 | 158.001.001.005.004.003.001.009.001.003. | 100.0000 | Material | 0 | 0.0000
571974 | A-1001-3BHK Internal Flat DB Work | No. | 1.0000 | 1.0000 | 28297 | 20A Single Pole MCB (IH31P0C020) | No. | 9.0000 | 300.0000 | 158.001.001.005.004.003.001.009.001.003. | 300.0000 | Material | 0 | 0.0000
571974 | A-1001-3BHK Internal Flat DB Work | No. | 1.0000 | 1.0000 | 28545 | 40 AMP RCCB 4 Pole 30ma IH3R440030 | No. | 1.0000 | 118.0000 | 158.001.001.005.004.003.001.009.001.003. | 100.0000 | Material | 45 | 18.0000 | C+S GST 18% I/P RD
571974 | A-1001-3BHK Internal Flat DB Work | No. | 1.0000 | 1.0000 | 28777 | 6 Way TPN DB with tel. compartment IHETPNTV006 | No. | 1.0000 | 118.0000 | 158.001.001.005.004.003.001.009.001.003. | 100.0000 | Material | 45 | 18.0000 | C+S GST 18% I/P RD
606871 | A-1001-3BHK Int. Flat Switch Socket Material | No. | 1.0000 | 1.0000 | 5238 | 16A 1way switch w indi.(572063 | No. | 12.0000 | 127.5800 | 158.001.001.005.004.003.001.009.001.004. | 0.0000 | Material | 0 | 0.0000
606871 | A-1001-3BHK Int. Flat Switch Socket Material | No. | 1.0000 | 1.0000 | 8655 | 16A socket (573471) | No. | 12.0000 | 254.0000 | 158.001.001.005.004.003.001.009.001.004. | 254.0000 | Material | 0 | 0.0000
606871 | A-1001-3BHK Int. Flat Switch Socket Material | No. | 1.0000 | 1.0000 | 793 | 6 A Bell Push (573413) | No. | 1.0000 | 22.0500 | 158.001.001.005.004.003.001.009.001.004. | 0.0000 | Material | 0 | 0.0000
606871 | A-1001-3BHK Int. Flat Switch Socket Material | No. | 1.0000 | 1.0000 | 7294 | 6A 2 Way Switch (573402) | No. | 6.0000 | 130.0000 | 158.001.001.005.004.003.001.009.001.004. | 0.0000 | Material | 0 | 0.0000
606871 | A-1001-3BHK Int. Flat Switch Socket Material | No. | 1.0000 | 1.0000 | 28162 | 6A 3Pin Socket (573424) | No. | 30.0000 | 290.0000 | 158.001.001.005.004.003.001.009.001.004. | 290.0000 | Material | 0 | 0.0000
606871 | A-1001-3BHK Int. Flat Switch Socket Material | No. | 1.0000 | 1.0000 | 5240 | 6A One way Switch (573400) | No. | 61.0000 | 72.7600 | 158.001.001.005.004.003.001.009.001.004. | 0.0000 | Material | 0 | 0.0000
606871 | A-1001-3BHK Int. Flat Switch Socket Material | No. | 1.0000 | 1.0000 | 2556 | Angle Holder | No. | 6.0000 | 28.0000 | 158.001.001.005.004.003.001.009.001.004. | 0.0000 | Material | 0 | 0.0000
606871 | A-1001-3BHK Int. Flat Switch Socket Material | No. | 1.0000 | 1.0000 | 5244 | Blank Plate 1m (573449) | No. | 9.0000 | 19.8400 | 158.001.001.005.004.003.001.009.001.004. | 0.0000 | Material | 0 | 0.0000
606871 | A-1001-3BHK Int. Flat Switch Socket Material | No. | 1.0000 | 1.0000 | 1714 | Connector | No. | 5.0000 | 9.0000 | 158.001.001.005.004.003.001.009.001.004. | 0.0000 | Material | 0 | 0.0000
606871 | A-1001-3BHK Int. Flat Switch Socket Material | No. | 1.0000 | 1.0000 | 6758 | Fan Step Reg (573469) | No. | 7.0000 | 432.3400 | 158.001.001.005.004.003.001.009.001.004. | 0.0000 | Material | 0 | 0.0000
606871 | A-1001-3BHK Int. Flat Switch Socket Material | No. | 1.0000 | 1.0000 | 3287 | Round Plate 4" - No. | No. | 44.0000 | 9.0000 | 158.001.001.005.004.003.001.009.001.004. | 0.0000 | Material | 0 | 0.0000
606871 | A-1001-3BHK Int. Flat Switch Socket Material | No. | 1.0000 | 1.0000 | 9555 | Round Plate 6" | No. | 7.0000 | 6.0000 | 158.001.001.005.004.003.001.009.001.004. | 0.0000 | Material | 0 | 0.0000
606871 | A-1001-3BHK Int. Flat Switch Socket Material | No. | 1.0000 | 1.0000 | 6757 | T.V. Socket (573425) | No. | 4.0000 | 83.1600 | 158.001.001.005.004.003.001.009.001.004. | 0.0000 | Material | 0 | 0.0000
606871 | A-1001-3BHK Int. Flat Switch Socket Material | No. | 1.0000 | 1.0000 | 5242 | Tel. Socket 1mod (573426) | No. | 1.0000 | 79.3800 | 158.001.001.005.004.003.001.009.001.004. | 0.0000 | Material | 0 | 0.0000
671593 | A-1001-3BHK Internal Flat Wiring. | No. | 1.0000 | 1.0000 | 23458 | 2 Pair telephone cable | Mtrs | 9.7500 | 50.0000 | 158.001.001.005.004.003.001.009.001.005. | 50.0000 | Material | 0 | 0.0000
671593 | A-1001-3BHK Internal Flat Wiring. | No. | 1.0000 | 1.0000 | 12468 | PVC Copper Wire 1.5 Sqmm black | Mtrs | 108.0000 | 8.8600 | 158.001.001.005.004.003.001.009.001.005. | 8.8600 | Material | 0 | 0.0000
671593 | A-1001-3BHK Internal Flat Wiring. | No. | 1.0000 | 1.0000 | 12530 | PVC Copper Wire 1.5 Sqmm blue | Mtrs | 139.0000 | 8.8600 | 158.001.001.005.004.003.001.009.001.005. | 8.8600 | Material | 0 | 0.0000
671593 | A-1001-3BHK Internal Flat Wiring. | No. | 1.0000 | 1.0000 | 12469 | PVC Copper Wire 1.5 Sqmm green | Mtrs | 78.9800 | 8.8700 | 158.001.001.005.004.003.001.009.001.005. | 0.0000 | Material | 0 | 0.0000
671593 | A-1001-3BHK Internal Flat Wiring. | No. | 1.0000 | 1.0000 | 26439 | PVC Copper Wire 1.5 Sqmm Grey | Mtrs | 0.0000 | 100.0000 | 158.001.001.005.004.003.001.009.001.005. | 100.0000 | Material | 0 | 0.0000
671593 | A-1001-3BHK Internal Flat Wiring. | No. | 1.0000 | 1.0000 | 12466 | PVC Copper Wire 1.5 Sqmm red | Mtrs | 46.0000 | 8.8700 | 158.001.001.005.004.003.001.009.001.005. | 8.8700 | Material | 0 | 0.0000
671593 | A-1001-3BHK Internal Flat Wiring. | No. | 1.0000 | 1.0000 | 12529 | PVC Copper Wire 1.5 Sqmm yellow | Mtrs | 168.0000 | 10.0000 | 158.001.001.005.004.003.001.009.001.005. | 10.0000 | Material | 0 | 0.0000
671593 | A-1001-3BHK Internal Flat Wiring. | No. | 1.0000 | 1.0000 | 12471 | PVC Copper Wire 2.5 Sqmm black | Mtrs | 94.0000 | 14.2800 | 158.001.001.005.004.003.001.009.001.005. | 14.2800 | Material | 0 | 0.0000
671593 | A-1001-3BHK Internal Flat Wiring. | No. | 1.0000 | 1.0000 | 12527 | PVC Copper Wire 2.5 Sqmm blue | Mtrs | 0 | 14.2800 | 158.001.001.005.004.003.001.009.001.005. | 0.0000 | Material | 0 | 0.0000
671593 | A-1001-3BHK Internal Flat Wiring. | No. | 1.0000 | 1.0000 | 12472 | PVC Copper Wire 2.5 Sqmm green | Mtrs | 104.0000 | 14.2800 | 158.001.001.005.004.003.001.009.001.005. | 0.0000 | Material | 0 | 0.0000
671593 | A-1001-3BHK Internal Flat Wiring. | No. | 1.0000 | 1.0000 | 12470 | PVC Copper Wire 2.5 Sqmm red | Mtrs | 75.2500 | 14.2800 | 158.001.001.005.004.003.001.009.001.005. | 0.0000 | Material | 0 | 0.0000
671593 | A-1001-3BHK Internal Flat Wiring. | No. | 1.0000 | 1.0000 | 12528 | PVC Copper Wire 2.5 Sqmm yellow | Mtrs | 0.0000 | 14.2800 | 158.001.001.005.004.003.001.009.001.005. | 14.2800 | Material | 0 | 0.0000
671593 | A-1001-3BHK Internal Flat Wiring. | No. | 1.0000 | 1.0000 | 12475 | PVC Copper Wire 4 Sqmm black | Mtrs | 109.0000 | 21.1200 | 158.001.001.005.004.003.001.009.001.005. | 0.0000 | Material | 0 | 0.0000
671593 | A-1001-3BHK Internal Flat Wiring. | No. | 1.0000 | 1.0000 | 13068 | PVC Copper Wire 4 Sqmm blue | Mtrs | 28.0000 | 10.0000 | 158.001.001.005.004.003.001.009.001.005. | 0.0000 | Material | 0 | 0.0000
671593 | A-1001-3BHK Internal Flat Wiring. | No. | 1.0000 | 1.0000 | 12474 | PVC Copper Wire 4 Sqmm red | Mtrs | 28.0000 | 21.1200 | 158.001.001.005.004.003.001.009.001.005. | 0.0000 | Material | 0 | 0.0000
671593 | A-1001-3BHK Internal Flat Wiring. | No. | 1.0000 | 1.0000 | 13067 | PVC Copper Wire 4 Sqmm yellow | Mtrs | 59.0000 | 10.0000 | 158.001.001.005.004.003.001.009.001.005. | 0.0000 | Material | 0 | 0.0000
671593 | A-1001-3BHK Internal Flat Wiring. | No. | 1.0000 | 1.0000 | 1010 | RG-6 Co-Axial Cable | Mtrs | 17.0000 | 14.3900 | 158.001.001.005.004.003.001.009.001.005. | 0.0000 | Material | 0 | 0.0000
562895 | A-1002-2BHK Internal Electrical work | No. | 1.0000 | 1.0000 | 26454 | 12 Module GI Concealed Box | No. | 2.0000 | 255.0000 | 158.001.001.005.004.003.001.009.002.001. | 255.0000 | Material | 0 | 0.0000
562895 | A-1002-2BHK Internal Electrical work | No. | 1.0000 | 1.0000 | 5245 | 12M Plate (575770) | No. | 2.0000 | 225.8600 | 158.001.001.005.004.003.001.009.002.001. | 0.0000 | Material | 0 | 0.0000
562895 | A-1002-2BHK Internal Electrical work | No. | 1.0000 | 1.0000 | 26448 | 2 Module GI Concealed Box | No. | 9.0000 | 75.0000 | 158.001.001.005.004.003.001.009.002.001. | 75.0000 | Material | 0 | 0.0000
562895 | A-1002-2BHK Internal Electrical work | No. | 1.0000 | 1.0000 | 5250 | 2M Plate (575710) | No. | 9.0000 | 60.4800 | 158.001.001.005.004.003.001.009.002.001. | 0.0000 | Material | 0 | 0.0000
562895 | A-1002-2BHK Internal Electrical work | No. | 1.0000 | 1.0000 | 26449 | 3 Module GI Concealed Box | No. | 11.0000 | 105.0000 | 158.001.001.005.004.003.001.009.002.001. | 105.0000 | Material | 0 | 0.0000
562895 | A-1002-2BHK Internal Electrical work | No. | 1.0000 | 1.0000 | 5249 | 3M Plate (575720) | No. | 11.0000 | 68.9800 | 158.001.001.005.004.003.001.009.002.001. | 0.0000 | Material | 0 | 0.0000
562895 | A-1002-2BHK Internal Electrical work | No. | 1.0000 | 1.0000 | 26450 | 4 Module GI Concealed Box | No. | 3.0000 | 130.0000 | 158.001.001.005.004.003.001.009.002.001. | 130.0000 | Material | 0 | 0.0000
562895 | A-1002-2BHK Internal Electrical work | No. | 1.0000 | 1.0000 | 5248 | 4M Plate (575730) | No. | 3.0000 | 72.7600 | 158.001.001.005.004.003.001.009.002.001. | 0.0000 | Material | 0 | 0.0000
562895 | A-1002-2BHK Internal Electrical work | No. | 1.0000 | 1.0000 | 26451 | 6 Module GI Concealed Box | No. | 7.0000 | 160.0000 | 158.001.001.005.004.003.001.009.002.001. | 160.0000 | Material | 0 | 0.0000
562895 | A-1002-2BHK Internal Electrical work | No. | 1.0000 | 1.0000 | 5247 | 6M Plate (575740) | No. | 7.0000 | 131.3500 | 158.001.001.005.004.003.001.009.002.001. | 0.0000 | Material | 0 | 0.0000
562895 | A-1002-2BHK Internal Electrical work | No. | 1.0000 | 1.0000 | 26452 | 8 Module GI Concealed Box | No. | 4.0000 | 215.0000 | 158.001.001.005.004.003.001.009.002.001. | 215.0000 | Material | 0 | 0.0000
562895 | A-1002-2BHK Internal Electrical work | No. | 1.0000 | 1.0000 | 5246 | 8M Hzl Plate (575750) | No. | 4.0000 | 144.5800 | 158.001.001.005.004.003.001.009.002.001. | 0.0000 | Material | 0 | 0.0000
567222 | A-1002-2BHK Wall Conduting Material 2BHK | No. | 1.0000 | 1.0000 | 8482 | Flexible Pipe 3/4" | Mtrs | 3.0000 | 5.2500 | 158.001.001.005.004.003.001.009.002.002. | 0.0000 | Material | 0 | 0.0000
567222 | A-1002-2BHK Wall Conduting Material 2BHK | No. | 1.0000 | 1.0000 | 501 | Nails 3" | Kgs | 0.5000 | 63.0000 | 158.001.001.005.004.003.001.009.002.002. | 0.0000 | Material | 0 | 0.0000
567222 | A-1002-2BHK Wall Conduting Material 2BHK | No. | 1.0000 | 1.0000 | 3246 | PVC 1 way Junction Box 1" | No. | 4.0000 | 18.2000 | 158.001.001.005.004.003.001.009.002.002. | 0.0000 | Material | 0 | 0.0000
567222 | A-1002-2BHK Wall Conduting Material 2BHK | No. | 1.0000 | 1.0000 | 838 | PVC Conduit Bend 1" | No. | 13.0000 | 6.3500 | 158.001.001.005.004.003.001.009.002.002. | 6.3500 | Material | 0 | 0.0000
567222 | A-1002-2BHK Wall Conduting Material 2BHK | No. | 1.0000 | 1.0000 | 837 | PVC Conduit Pipe 1" mtrs | Mtrs | 90.0000 | 18.6000 | 158.001.001.005.004.003.001.009.002.002. | 18.6000 | Material | 0 | 0.0000
571975 | A-1002-2BHK Internal Flat DB Work | No. | 1.0000 | 1.0000 | 28289 | 10A Single Pole MCB (IH31P0C010) | No. | 4.0000 | 100.0000 | 158.001.001.005.004.003.001.009.002.003. | 100.0000 | Material | 0 | 0.0000
571975 | A-1002-2BHK Internal Flat DB Work | No. | 1.0000 | 1.0000 | 28297 | 20A Single Pole MCB (IH31P0C020) | No. | 8.0000 | 300.0000 | 158.001.001.005.004.003.001.009.002.003. | 300.0000 | Material | 0 | 0.0000
571975 | A-1002-2BHK Internal Flat DB Work | No. | 1.0000 | 1.0000 | 28776 | 4 Way TPN DB with tel. compartment IHETPNYV004 | No. | 1.0000 | 118.0000 | 158.001.001.005.004.003.001.009.002.003. | 100.0000 | Material | 45 | 18.0000 | C+S GST 18% I/P RD
571975 | A-1002-2BHK Internal Flat DB Work | No. | 1.0000 | 1.0000 | 28545 | 40 AMP RCCB 4 Pole 30ma IH3R440030 | No. | 1.0000 | 118.0000 | 158.001.001.005.004.003.001.009.002.003. | 100.0000 | Material | 45 | 18.0000 | C+S GST 18% I/P RD
610554 | A-1002-2BHK Int. Flat Switch Socket Material | No. | 1.0000 | 1.0000 | 5238 | 16A 1way switch w indi.(572063 | No. | 8.0000 | 127.5800 | 158.001.001.005.004.003.001.009.002.004. | 0.0000 | Material | 0 | 0.0000
610554 | A-1002-2BHK Int. Flat Switch Socket Material | No. | 1.0000 | 1.0000 | 8655 | 16A socket (573471) | No. | 10.0000 | 254.0000 | 158.001.001.005.004.003.001.009.002.004. | 254.0000 | Material | 0 | 0.0000
610554 | A-1002-2BHK Int. Flat Switch Socket Material | No. | 1.0000 | 1.0000 | 793 | 6 A Bell Push (573413) | No. | 1.0000 | 22.0500 | 158.001.001.005.004.003.001.009.002.004. | 0.0000 | Material | 0 | 0.0000
610554 | A-1002-2BHK Int. Flat Switch Socket Material | No. | 1.0000 | 1.0000 | 7294 | 6A 2 Way Switch (573402) | No. | 4.0000 | 130.0000 | 158.001.001.005.004.003.001.009.002.004. | 0.0000 | Material | 0 | 0.0000
610554 | A-1002-2BHK Int. Flat Switch Socket Material | No. | 1.0000 | 1.0000 | 28162 | 6A 3Pin Socket (573424) | No. | 25.0000 | 290.0000 | 158.001.001.005.004.003.001.009.002.004. | 290.0000 | Material | 0 | 0.0000
610554 | A-1002-2BHK Int. Flat Switch Socket Material | No. | 1.0000 | 1.0000 | 5240 | 6A One way Switch (573400) | No. | 51.0000 | 72.7600 | 158.001.001.005.004.003.001.009.002.004. | 0.0000 | Material | 0 | 0.0000
610554 | A-1002-2BHK Int. Flat Switch Socket Material | No. | 1.0000 | 1.0000 | 2556 | Angle Holder | No. | 5.0000 | 28.0000 | 158.001.001.005.004.003.001.009.002.004. | 0.0000 | Material | 0 | 0.0000
610554 | A-1002-2BHK Int. Flat Switch Socket Material | No. | 1.0000 | 1.0000 | 5244 | Blank Plate 1m (573449) | No. | 9.0000 | 19.8400 | 158.001.001.005.004.003.001.009.002.004. | 0.0000 | Material | 0 | 0.0000
610554 | A-1002-2BHK Int. Flat Switch Socket Material | No. | 1.0000 | 1.0000 | 1714 | Connector | No. | 4.0000 | 9.0000 | 158.001.001.005.004.003.001.009.002.004. | 0.0000 | Material | 0 | 0.0000
610554 | A-1002-2BHK Int. Flat Switch Socket Material | No. | 1.0000 | 1.0000 | 6758 | Fan Step Reg (573469) | No. | 6.0000 | 432.3400 | 158.001.001.005.004.003.001.009.002.004. | 0.0000 | Material | 0 | 0.0000
610554 | A-1002-2BHK Int. Flat Switch Socket Material | No. | 1.0000 | 1.0000 | 3287 | Round Plate 4" - No. | No. | 38.0000 | 9.0000 | 158.001.001.005.004.003.001.009.002.004. | 0.0000 | Material | 0 | 0.0000
610554 | A-1002-2BHK Int. Flat Switch Socket Material | No. | 1.0000 | 1.0000 | 9555 | Round Plate 6" | No. | 6.0000 | 6.0000 | 158.001.001.005.004.003.001.009.002.004. | 0.0000 | Material | 0 | 0.0000
610554 | A-1002-2BHK Int. Flat Switch Socket Material | No. | 1.0000 | 1.0000 | 6757 | T.V. Socket (573425) | No. | 3.0000 | 83.1600 | 158.001.001.005.004.003.001.009.002.004. | 0.0000 | Material | 0 | 0.0000
610554 | A-1002-2BHK Int. Flat Switch Socket Material | No. | 1.0000 | 1.0000 | 5242 | Tel. Socket 1mod (573426) | No. | 1.0000 | 79.3800 | 158.001.001.005.004.003.001.009.002.004. | 0.0000 | Material | 0 | 0.0000
671594 | A-1002-2BHK Internal Flat Wiring. | No. | 1.0000 | 1.0000 | 23458 | 2 Pair telephone cable | Mtrs | 0.0000 | 50.0000 | 158.001.001.005.004.003.001.009.002.005. | 50.0000 | Material | 0 | 0.0000
671594 | A-1002-2BHK Internal Flat Wiring. | No. | 1.0000 | 1.0000 | 12468 | PVC Copper Wire 1.5 Sqmm black | Mtrs | 123.7750 | 8.8600 | 158.001.001.005.004.003.001.009.002.005. | 8.8600 | Material | 0 | 0.0000
671594 | A-1002-2BHK Internal Flat Wiring. | No. | 1.0000 | 1.0000 | 12530 | PVC Copper Wire 1.5 Sqmm blue | Mtrs | 105.7500 | 8.8600 | 158.001.001.005.004.003.001.009.002.005. | 8.8600 | Material | 0 | 0.0000
671594 | A-1002-2BHK Internal Flat Wiring. | No. | 1.0000 | 1.0000 | 12469 | PVC Copper Wire 1.5 Sqmm green | Mtrs | 78.9800 | 8.8700 | 158.001.001.005.004.003.001.009.002.005. | 0.0000 | Material | 0 | 0.0000
671594 | A-1002-2BHK Internal Flat Wiring. | No. | 1.0000 | 1.0000 | 26439 | PVC Copper Wire 1.5 Sqmm Grey | Mtrs | 0.0000 | 100.0000 | 158.001.001.005.004.003.001.009.002.005. | 100.0000 | Material | 0 | 0.0000
671594 | A-1002-2BHK Internal Flat Wiring. | No. | 1.0000 | 1.0000 | 12466 | PVC Copper Wire 1.5 Sqmm red | Mtrs | 35.5000 | 8.8700 | 158.001.001.005.004.003.001.009.002.005. | 8.8700 | Material | 0 | 0.0000
671594 | A-1002-2BHK Internal Flat Wiring. | No. | 1.0000 | 1.0000 | 12529 | PVC Copper Wire 1.5 Sqmm yellow | Mtrs | 151.3250 | 10.0000 | 158.001.001.005.004.003.001.009.002.005. | 10.0000 | Material | 0 | 0.0000
671594 | A-1002-2BHK Internal Flat Wiring. | No. | 1.0000 | 1.0000 | 12471 | PVC Copper Wire 2.5 Sqmm black | Mtrs | 110.7250 | 14.2800 | 158.001.001.005.004.003.001.009.002.005. | 14.2800 | Material | 0 | 0.0000
671594 | A-1002-2BHK Internal Flat Wiring. | No. | 1.0000 | 1.0000 | 12527 | PVC Copper Wire 2.5 Sqmm blue | Mtrs | 0 | 14.2800 | 158.001.001.005.004.003.001.009.002.005. | 0.0000 | Material | 0 | 0.0000
671594 | A-1002-2BHK Internal Flat Wiring. | No. | 1.0000 | 1.0000 | 12472 | PVC Copper Wire 2.5 Sqmm green | Mtrs | 65.9800 | 14.2800 | 158.001.001.005.004.003.001.009.002.005. | 0.0000 | Material | 0 | 0.0000
671594 | A-1002-2BHK Internal Flat Wiring. | No. | 1.0000 | 1.0000 | 12470 | PVC Copper Wire 2.5 Sqmm red | Mtrs | 75.2500 | 14.2800 | 158.001.001.005.004.003.001.009.002.005. | 0.0000 | Material | 0 | 0.0000
671594 | A-1002-2BHK Internal Flat Wiring. | No. | 1.0000 | 1.0000 | 12528 | PVC Copper Wire 2.5 Sqmm yellow | Mtrs | 0.0000 | 14.2800 | 158.001.001.005.004.003.001.009.002.005. | 14.2800 | Material | 0 | 0.0000
671594 | A-1002-2BHK Internal Flat Wiring. | No. | 1.0000 | 1.0000 | 12475 | PVC Copper Wire 4 Sqmm black | Mtrs | 115.8500 | 21.1200 | 158.001.001.005.004.003.001.009.002.005. | 0.0000 | Material | 0 | 0.0000
671594 | A-1002-2BHK Internal Flat Wiring. | No. | 1.0000 | 1.0000 | 13068 | PVC Copper Wire 4 Sqmm blue | Mtrs | 77.5000 | 10.0000 | 158.001.001.005.004.003.001.009.002.005. | 0.0000 | Material | 0 | 0.0000
671594 | A-1002-2BHK Internal Flat Wiring. | No. | 1.0000 | 1.0000 | 12474 | PVC Copper Wire 4 Sqmm red | Mtrs | 0.0000 | 21.1200 | 158.001.001.005.004.003.001.009.002.005. | 0.0000 | Material | 0 | 0.0000
671594 | A-1002-2BHK Internal Flat Wiring. | No. | 1.0000 | 1.0000 | 13067 | PVC Copper Wire 4 Sqmm yellow | Mtrs | 81.9250 | 10.0000 | 158.001.001.005.004.003.001.009.002.005. | 0.0000 | Material | 0 | 0.0000
671594 | A-1002-2BHK Internal Flat Wiring. | No. | 1.0000 | 1.0000 | 1010 | RG-6 Co-Axial Cable | Mtrs | 0.0000 | 14.3900 | 158.001.001.005.004.003.001.009.002.005. | 0.0000 | Material | 0 | 0.0000
562897 | A-1003-2BHK Internal Electrical work | No. | 1.0000 | 1.0000 | 26454 | 12 Module GI Concealed Box | No. | 2.0000 | 255.0000 | 158.001.001.005.004.003.001.009.003.001. | 255.0000 | Material | 0 | 0.0000
562897 | A-1003-2BHK Internal Electrical work | No. | 1.0000 | 1.0000 | 5245 | 12M Plate (575770) | No. | 2.0000 | 225.8600 | 158.001.001.005.004.003.001.009.003.001. | 0.0000 | Material | 0 | 0.0000
562897 | A-1003-2BHK Internal Electrical work | No. | 1.0000 | 1.0000 | 26448 | 2 Module GI Concealed Box | No. | 9.0000 | 75.0000 | 158.001.001.005.004.003.001.009.003.001. | 75.0000 | Material | 0 | 0.0000
562897 | A-1003-2BHK Internal Electrical work | No. | 1.0000 | 1.0000 | 5250 | 2M Plate (575710) | No. | 9.0000 | 60.4800 | 158.001.001.005.004.003.001.009.003.001. | 0.0000 | Material | 0 | 0.0000
562897 | A-1003-2BHK Internal Electrical work | No. | 1.0000 | 1.0000 | 26449 | 3 Module GI Concealed Box | No. | 11.0000 | 105.0000 | 158.001.001.005.004.003.001.009.003.001. | 105.0000 | Material | 0 | 0.0000
562897 | A-1003-2BHK Internal Electrical work | No. | 1.0000 | 1.0000 | 5249 | 3M Plate (575720) | No. | 11.0000 | 68.9800 | 158.001.001.005.004.003.001.009.003.001. | 0.0000 | Material | 0 | 0.0000
562897 | A-1003-2BHK Internal Electrical work | No. | 1.0000 | 1.0000 | 26450 | 4 Module GI Concealed Box | No. | 3.0000 | 130.0000 | 158.001.001.005.004.003.001.009.003.001. | 130.0000 | Material | 0 | 0.0000
562897 | A-1003-2BHK Internal Electrical work | No. | 1.0000 | 1.0000 | 5248 | 4M Plate (575730) | No. | 3.0000 | 72.7600 | 158.001.001.005.004.003.001.009.003.001. | 0.0000 | Material | 0 | 0.0000
562897 | A-1003-2BHK Internal Electrical work | No. | 1.0000 | 1.0000 | 26451 | 6 Module GI Concealed Box | No. | 7.0000 | 160.0000 | 158.001.001.005.004.003.001.009.003.001. | 160.0000 | Material | 0 | 0.0000
562897 | A-1003-2BHK Internal Electrical work | No. | 1.0000 | 1.0000 | 5247 | 6M Plate (575740) | No. | 7.0000 | 131.3500 | 158.001.001.005.004.003.001.009.003.001. | 0.0000 | Material | 0 | 0.0000
562897 | A-1003-2BHK Internal Electrical work | No. | 1.0000 | 1.0000 | 26452 | 8 Module GI Concealed Box | No. | 4.0000 | 215.0000 | 158.001.001.005.004.003.001.009.003.001. | 215.0000 | Material | 0 | 0.0000
562897 | A-1003-2BHK Internal Electrical work | No. | 1.0000 | 1.0000 | 5246 | 8M Hzl Plate (575750) | No. | 4.0000 | 144.5800 | 158.001.001.005.004.003.001.009.003.001. | 0.0000 | Material | 0 | 0.0000
567223 | A-1003-2BHK Wall Conduting Material 2BHK | No. | 1.0000 | 1.0000 | 8482 | Flexible Pipe 3/4" | Mtrs | 3.0000 | 5.2500 | 158.001.001.005.004.003.001.009.003.002. | 0.0000 | Material | 0 | 0.0000
567223 | A-1003-2BHK Wall Conduting Material 2BHK | No. | 1.0000 | 1.0000 | 501 | Nails 3" | Kgs | 0.5000 | 63.0000 | 158.001.001.005.004.003.001.009.003.002. | 0.0000 | Material | 0 | 0.0000
567223 | A-1003-2BHK Wall Conduting Material 2BHK | No. | 1.0000 | 1.0000 | 3246 | PVC 1 way Junction Box 1" | No. | 4.0000 | 18.2000 | 158.001.001.005.004.003.001.009.003.002. | 0.0000 | Material | 0 | 0.0000
567223 | A-1003-2BHK Wall Conduting Material 2BHK | No. | 1.0000 | 1.0000 | 838 | PVC Conduit Bend 1" | No. | 13.0000 | 6.3500 | 158.001.001.005.004.003.001.009.003.002. | 6.3500 | Material | 0 | 0.0000
567223 | A-1003-2BHK Wall Conduting Material 2BHK | No. | 1.0000 | 1.0000 | 837 | PVC Conduit Pipe 1" mtrs | Mtrs | 90.0000 | 18.6000 | 158.001.001.005.004.003.001.009.003.002. | 18.6000 | Material | 0 | 0.0000
571976 | A-1003-2BHK Internal Flat DB Work | No. | 1.0000 | 1.0000 | 28289 | 10A Single Pole MCB (IH31P0C010) | No. | 4.0000 | 100.0000 | 158.001.001.005.004.003.001.009.003.003. | 100.0000 | Material | 0 | 0.0000
571976 | A-1003-2BHK Internal Flat DB Work | No. | 1.0000 | 1.0000 | 28297 | 20A Single Pole MCB (IH31P0C020) | No. | 8.0000 | 300.0000 | 158.001.001.005.004.003.001.009.003.003. | 300.0000 | Material | 0 | 0.0000
571976 | A-1003-2BHK Internal Flat DB Work | No. | 1.0000 | 1.0000 | 28776 | 4 Way TPN DB with tel. compartment IHETPNYV004 | No. | 1.0000 | 118.0000 | 158.001.001.005.004.003.001.009.003.003. | 100.0000 | Material | 45 | 18.0000 | C+S GST 18% I/P RD
571976 | A-1003-2BHK Internal Flat DB Work | No. | 1.0000 | 1.0000 | 28545 | 40 AMP RCCB 4 Pole 30ma IH3R440030 | No. | 1.0000 | 118.0000 | 158.001.001.005.004.003.001.009.003.003. | 100.0000 | Material | 45 | 18.0000 | C+S GST 18% I/P RD
610555 | A-1003-2BHK Int. Flat Switch Socket Material | No. | 1.0000 | 1.0000 | 5238 | 16A 1way switch w indi.(572063 | No. | 8.0000 | 127.5800 | 158.001.001.005.004.003.001.009.003.004. | 0.0000 | Material | 0 | 0.0000
610555 | A-1003-2BHK Int. Flat Switch Socket Material | No. | 1.0000 | 1.0000 | 8655 | 16A socket (573471) | No. | 10.0000 | 254.0000 | 158.001.001.005.004.003.001.009.003.004. | 254.0000 | Material | 0 | 0.0000
610555 | A-1003-2BHK Int. Flat Switch Socket Material | No. | 1.0000 | 1.0000 | 793 | 6 A Bell Push (573413) | No. | 1.0000 | 22.0500 | 158.001.001.005.004.003.001.009.003.004. | 0.0000 | Material | 0 | 0.0000
610555 | A-1003-2BHK Int. Flat Switch Socket Material | No. | 1.0000 | 1.0000 | 7294 | 6A 2 Way Switch (573402) | No. | 4.0000 | 130.0000 | 158.001.001.005.004.003.001.009.003.004. | 0.0000 | Material | 0 | 0.0000
610555 | A-1003-2BHK Int. Flat Switch Socket Material | No. | 1.0000 | 1.0000 | 28162 | 6A 3Pin Socket (573424) | No. | 25.0000 | 290.0000 | 158.001.001.005.004.003.001.009.003.004. | 290.0000 | Material | 0 | 0.0000
610555 | A-1003-2BHK Int. Flat Switch Socket Material | No. | 1.0000 | 1.0000 | 5240 | 6A One way Switch (573400) | No. | 51.0000 | 72.7600 | 158.001.001.005.004.003.001.009.003.004. | 0.0000 | Material | 0 | 0.0000
610555 | A-1003-2BHK Int. Flat Switch Socket Material | No. | 1.0000 | 1.0000 | 2556 | Angle Holder | No. | 5.0000 | 28.0000 | 158.001.001.005.004.003.001.009.003.004. | 0.0000 | Material | 0 | 0.0000
610555 | A-1003-2BHK Int. Flat Switch Socket Material | No. | 1.0000 | 1.0000 | 5244 | Blank Plate 1m (573449) | No. | 9.0000 | 19.8400 | 158.001.001.005.004.003.001.009.003.004. | 0.0000 | Material | 0 | 0.0000
610555 | A-1003-2BHK Int. Flat Switch Socket Material | No. | 1.0000 | 1.0000 | 1714 | Connector | No. | 4.0000 | 9.0000 | 158.001.001.005.004.003.001.009.003.004. | 0.0000 | Material | 0 | 0.0000
610555 | A-1003-2BHK Int. Flat Switch Socket Material | No. | 1.0000 | 1.0000 | 6758 | Fan Step Reg (573469) | No. | 6.0000 | 432.3400 | 158.001.001.005.004.003.001.009.003.004. | 0.0000 | Material | 0 | 0.0000
610555 | A-1003-2BHK Int. Flat Switch Socket Material | No. | 1.0000 | 1.0000 | 3287 | Round Plate 4" - No. | No. | 38.0000 | 9.0000 | 158.001.001.005.004.003.001.009.003.004. | 0.0000 | Material | 0 | 0.0000
610555 | A-1003-2BHK Int. Flat Switch Socket Material | No. | 1.0000 | 1.0000 | 9555 | Round Plate 6" | No. | 6.0000 | 6.0000 | 158.001.001.005.004.003.001.009.003.004. | 0.0000 | Material | 0 | 0.0000
610555 | A-1003-2BHK Int. Flat Switch Socket Material | No. | 1.0000 | 1.0000 | 6757 | T.V. Socket (573425) | No. | 3.0000 | 83.1600 | 158.001.001.005.004.003.001.009.003.004. | 0.0000 | Material | 0 | 0.0000
610555 | A-1003-2BHK Int. Flat Switch Socket Material | No. | 1.0000 | 1.0000 | 5242 | Tel. Socket 1mod (573426) | No. | 1.0000 | 79.3800 | 158.001.001.005.004.003.001.009.003.004. | 0.0000 | Material | 0 | 0.0000
671595 | A-1003-2BHK Internal Flat Wiring. | No. | 1.0000 | 1.0000 | 23458 | 2 Pair telephone cable | Mtrs | 0.0000 | 50.0000 | 158.001.001.005.004.003.001.009.003.005. | 50.0000 | Material | 0 | 0.0000
671595 | A-1003-2BHK Internal Flat Wiring. | No. | 1.0000 | 1.0000 | 12468 | PVC Copper Wire 1.5 Sqmm black | Mtrs | 123.7750 | 8.8600 | 158.001.001.005.004.003.001.009.003.005. | 8.8600 | Material | 0 | 0.0000
671595 | A-1003-2BHK Internal Flat Wiring. | No. | 1.0000 | 1.0000 | 12530 | PVC Copper Wire 1.5 Sqmm blue | Mtrs | 105.7500 | 8.8600 | 158.001.001.005.004.003.001.009.003.005. | 8.8600 | Material | 0 | 0.0000
671595 | A-1003-2BHK Internal Flat Wiring. | No. | 1.0000 | 1.0000 | 12469 | PVC Copper Wire 1.5 Sqmm green | Mtrs | 78.9800 | 8.8700 | 158.001.001.005.004.003.001.009.003.005. | 0.0000 | Material | 0 | 0.0000
671595 | A-1003-2BHK Internal Flat Wiring. | No. | 1.0000 | 1.0000 | 26439 | PVC Copper Wire 1.5 Sqmm Grey | Mtrs | 0.0000 | 100.0000 | 158.001.001.005.004.003.001.009.003.005. | 100.0000 | Material | 0 | 0.0000
671595 | A-1003-2BHK Internal Flat Wiring. | No. | 1.0000 | 1.0000 | 12466 | PVC Copper Wire 1.5 Sqmm red | Mtrs | 35.5000 | 8.8700 | 158.001.001.005.004.003.001.009.003.005. | 8.8700 | Material | 0 | 0.0000
671595 | A-1003-2BHK Internal Flat Wiring. | No. | 1.0000 | 1.0000 | 12529 | PVC Copper Wire 1.5 Sqmm yellow | Mtrs | 151.3250 | 10.0000 | 158.001.001.005.004.003.001.009.003.005. | 10.0000 | Material | 0 | 0.0000
671595 | A-1003-2BHK Internal Flat Wiring. | No. | 1.0000 | 1.0000 | 12471 | PVC Copper Wire 2.5 Sqmm black | Mtrs | 110.7250 | 14.2800 | 158.001.001.005.004.003.001.009.003.005. | 14.2800 | Material | 0 | 0.0000
671595 | A-1003-2BHK Internal Flat Wiring. | No. | 1.0000 | 1.0000 | 12527 | PVC Copper Wire 2.5 Sqmm blue | Mtrs | 0 | 14.2800 | 158.001.001.005.004.003.001.009.003.005. | 0.0000 | Material | 0 | 0.0000
671595 | A-1003-2BHK Internal Flat Wiring. | No. | 1.0000 | 1.0000 | 12472 | PVC Copper Wire 2.5 Sqmm green | Mtrs | 65.9800 | 14.2800 | 158.001.001.005.004.003.001.009.003.005. | 0.0000 | Material | 0 | 0.0000
671595 | A-1003-2BHK Internal Flat Wiring. | No. | 1.0000 | 1.0000 | 12470 | PVC Copper Wire 2.5 Sqmm red | Mtrs | 75.2500 | 14.2800 | 158.001.001.005.004.003.001.009.003.005. | 0.0000 | Material | 0 | 0.0000
671595 | A-1003-2BHK Internal Flat Wiring. | No. | 1.0000 | 1.0000 | 12528 | PVC Copper Wire 2.5 Sqmm yellow | Mtrs | 0.0000 | 14.2800 | 158.001.001.005.004.003.001.009.003.005. | 14.2800 | Material | 0 | 0.0000
671595 | A-1003-2BHK Internal Flat Wiring. | No. | 1.0000 | 1.0000 | 12475 | PVC Copper Wire 4 Sqmm black | Mtrs | 115.8500 | 21.1200 | 158.001.001.005.004.003.001.009.003.005. | 0.0000 | Material | 0 | 0.0000
671595 | A-1003-2BHK Internal Flat Wiring. | No. | 1.0000 | 1.0000 | 13068 | PVC Copper Wire 4 Sqmm blue | Mtrs | 77.5000 | 10.0000 | 158.001.001.005.004.003.001.009.003.005. | 0.0000 | Material | 0 | 0.0000
671595 | A-1003-2BHK Internal Flat Wiring. | No. | 1.0000 | 1.0000 | 12474 | PVC Copper Wire 4 Sqmm red | Mtrs | 0.0000 | 21.1200 | 158.001.001.005.004.003.001.009.003.005. | 0.0000 | Material | 0 | 0.0000
671595 | A-1003-2BHK Internal Flat Wiring. | No. | 1.0000 | 1.0000 | 13067 | PVC Copper Wire 4 Sqmm yellow | Mtrs | 81.9250 | 10.0000 | 158.001.001.005.004.003.001.009.003.005. | 0.0000 | Material | 0 | 0.0000
671595 | A-1003-2BHK Internal Flat Wiring. | No. | 1.0000 | 1.0000 | 1010 | RG-6 Co-Axial Cable | Mtrs | 0.0000 | 14.3900 | 158.001.001.005.004.003.001.009.003.005. | 0.0000 | Material | 0 | 0.0000
562898 | A-1004-2BHK Internal Electrical work | No. | 1.0000 | 1.0000 | 26454 | 12 Module GI Concealed Box | No. | 2.0000 | 255.0000 | 158.001.001.005.004.003.001.009.004.001. | 255.0000 | Material | 0 | 0.0000
562898 | A-1004-2BHK Internal Electrical work | No. | 1.0000 | 1.0000 | 5245 | 12M Plate (575770) | No. | 2.0000 | 225.8600 | 158.001.001.005.004.003.001.009.004.001. | 0.0000 | Material | 0 | 0.0000
562898 | A-1004-2BHK Internal Electrical work | No. | 1.0000 | 1.0000 | 26448 | 2 Module GI Concealed Box | No. | 9.0000 | 75.0000 | 158.001.001.005.004.003.001.009.004.001. | 75.0000 | Material | 0 | 0.0000
562898 | A-1004-2BHK Internal Electrical work | No. | 1.0000 | 1.0000 | 5250 | 2M Plate (575710) | No. | 9.0000 | 60.4800 | 158.001.001.005.004.003.001.009.004.001. | 0.0000 | Material | 0 | 0.0000
562898 | A-1004-2BHK Internal Electrical work | No. | 1.0000 | 1.0000 | 26449 | 3 Module GI Concealed Box | No. | 11.0000 | 105.0000 | 158.001.001.005.004.003.001.009.004.001. | 105.0000 | Material | 0 | 0.0000
562898 | A-1004-2BHK Internal Electrical work | No. | 1.0000 | 1.0000 | 5249 | 3M Plate (575720) | No. | 11.0000 | 68.9800 | 158.001.001.005.004.003.001.009.004.001. | 0.0000 | Material | 0 | 0.0000
562898 | A-1004-2BHK Internal Electrical work | No. | 1.0000 | 1.0000 | 26450 | 4 Module GI Concealed Box | No. | 3.0000 | 130.0000 | 158.001.001.005.004.003.001.009.004.001. | 130.0000 | Material | 0 | 0.0000
562898 | A-1004-2BHK Internal Electrical work | No. | 1.0000 | 1.0000 | 5248 | 4M Plate (575730) | No. | 3.0000 | 72.7600 | 158.001.001.005.004.003.001.009.004.001. | 0.0000 | Material | 0 | 0.0000
562898 | A-1004-2BHK Internal Electrical work | No. | 1.0000 | 1.0000 | 26451 | 6 Module GI Concealed Box | No. | 7.0000 | 160.0000 | 158.001.001.005.004.003.001.009.004.001. | 160.0000 | Material | 0 | 0.0000
562898 | A-1004-2BHK Internal Electrical work | No. | 1.0000 | 1.0000 | 5247 | 6M Plate (575740) | No. | 7.0000 | 131.3500 | 158.001.001.005.004.003.001.009.004.001. | 0.0000 | Material | 0 | 0.0000
562898 | A-1004-2BHK Internal Electrical work | No. | 1.0000 | 1.0000 | 26452 | 8 Module GI Concealed Box | No. | 4.0000 | 215.0000 | 158.001.001.005.004.003.001.009.004.001. | 215.0000 | Material | 0 | 0.0000
562898 | A-1004-2BHK Internal Electrical work | No. | 1.0000 | 1.0000 | 5246 | 8M Hzl Plate (575750) | No. | 4.0000 | 144.5800 | 158.001.001.005.004.003.001.009.004.001. | 0.0000 | Material | 0 | 0.0000
567224 | A-1004-2BHK Wall Conduting Material 2BHK | No. | 1.0000 | 1.0000 | 8482 | Flexible Pipe 3/4" | Mtrs | 3.0000 | 5.2500 | 158.001.001.005.004.003.001.009.004.002. | 0.0000 | Material | 0 | 0.0000
567224 | A-1004-2BHK Wall Conduting Material 2BHK | No. | 1.0000 | 1.0000 | 501 | Nails 3" | Kgs | 0.5000 | 63.0000 | 158.001.001.005.004.003.001.009.004.002. | 0.0000 | Material | 0 | 0.0000
567224 | A-1004-2BHK Wall Conduting Material 2BHK | No. | 1.0000 | 1.0000 | 3246 | PVC 1 way Junction Box 1" | No. | 4.0000 | 18.2000 | 158.001.001.005.004.003.001.009.004.002. | 0.0000 | Material | 0 | 0.0000
567224 | A-1004-2BHK Wall Conduting Material 2BHK | No. | 1.0000 | 1.0000 | 838 | PVC Conduit Bend 1" | No. | 13.0000 | 6.3500 | 158.001.001.005.004.003.001.009.004.002. | 6.3500 | Material | 0 | 0.0000
567224 | A-1004-2BHK Wall Conduting Material 2BHK | No. | 1.0000 | 1.0000 | 837 | PVC Conduit Pipe 1" mtrs | Mtrs | 90.0000 | 18.6000 | 158.001.001.005.004.003.001.009.004.002. | 18.6000 | Material | 0 | 0.0000
571977 | A-1004-2BHK Internal Flat DB Work | No. | 1.0000 | 1.0000 | 28289 | 10A Single Pole MCB (IH31P0C010) | No. | 4.0000 | 100.0000 | 158.001.001.005.004.003.001.009.004.003. | 100.0000 | Material | 0 | 0.0000
571977 | A-1004-2BHK Internal Flat DB Work | No. | 1.0000 | 1.0000 | 28297 | 20A Single Pole MCB (IH31P0C020) | No. | 8.0000 | 300.0000 | 158.001.001.005.004.003.001.009.004.003. | 300.0000 | Material | 0 | 0.0000
571977 | A-1004-2BHK Internal Flat DB Work | No. | 1.0000 | 1.0000 | 28776 | 4 Way TPN DB with tel. compartment IHETPNYV004 | No. | 1.0000 | 118.0000 | 158.001.001.005.004.003.001.009.004.003. | 100.0000 | Material | 45 | 18.0000 | C+S GST 18% I/P RD
571977 | A-1004-2BHK Internal Flat DB Work | No. | 1.0000 | 1.0000 | 28545 | 40 AMP RCCB 4 Pole 30ma IH3R440030 | No. | 1.0000 | 118.0000 | 158.001.001.005.004.003.001.009.004.003. | 100.0000 | Material | 45 | 18.0000 | C+S GST 18% I/P RD
610556 | A-1004-2BHK Int. Flat Switch Socket Material | No. | 1.0000 | 1.0000 | 5238 | 16A 1way switch w indi.(572063 | No. | 8.0000 | 127.5800 | 158.001.001.005.004.003.001.009.004.004. | 0.0000 | Material | 0 | 0.0000
610556 | A-1004-2BHK Int. Flat Switch Socket Material | No. | 1.0000 | 1.0000 | 8655 | 16A socket (573471) | No. | 10.0000 | 254.0000 | 158.001.001.005.004.003.001.009.004.004. | 254.0000 | Material | 0 | 0.0000
610556 | A-1004-2BHK Int. Flat Switch Socket Material | No. | 1.0000 | 1.0000 | 793 | 6 A Bell Push (573413) | No. | 1.0000 | 22.0500 | 158.001.001.005.004.003.001.009.004.004. | 0.0000 | Material | 0 | 0.0000
610556 | A-1004-2BHK Int. Flat Switch Socket Material | No. | 1.0000 | 1.0000 | 7294 | 6A 2 Way Switch (573402) | No. | 4.0000 | 130.0000 | 158.001.001.005.004.003.001.009.004.004. | 0.0000 | Material | 0 | 0.0000
610556 | A-1004-2BHK Int. Flat Switch Socket Material | No. | 1.0000 | 1.0000 | 28162 | 6A 3Pin Socket (573424) | No. | 25.0000 | 290.0000 | 158.001.001.005.004.003.001.009.004.004. | 290.0000 | Material | 0 | 0.0000
610556 | A-1004-2BHK Int. Flat Switch Socket Material | No. | 1.0000 | 1.0000 | 5240 | 6A One way Switch (573400) | No. | 51.0000 | 72.7600 | 158.001.001.005.004.003.001.009.004.004. | 0.0000 | Material | 0 | 0.0000
610556 | A-1004-2BHK Int. Flat Switch Socket Material | No. | 1.0000 | 1.0000 | 2556 | Angle Holder | No. | 5.0000 | 28.0000 | 158.001.001.005.004.003.001.009.004.004. | 0.0000 | Material | 0 | 0.0000
610556 | A-1004-2BHK Int. Flat Switch Socket Material | No. | 1.0000 | 1.0000 | 5244 | Blank Plate 1m (573449) | No. | 9.0000 | 19.8400 | 158.001.001.005.004.003.001.009.004.004. | 0.0000 | Material | 0 | 0.0000
610556 | A-1004-2BHK Int. Flat Switch Socket Material | No. | 1.0000 | 1.0000 | 1714 | Connector | No. | 4.0000 | 9.0000 | 158.001.001.005.004.003.001.009.004.004. | 0.0000 | Material | 0 | 0.0000
610556 | A-1004-2BHK Int. Flat Switch Socket Material | No. | 1.0000 | 1.0000 | 6758 | Fan Step Reg (573469) | No. | 6.0000 | 432.3400 | 158.001.001.005.004.003.001.009.004.004. | 0.0000 | Material | 0 | 0.0000
610556 | A-1004-2BHK Int. Flat Switch Socket Material | No. | 1.0000 | 1.0000 | 3287 | Round Plate 4" - No. | No. | 38.0000 | 9.0000 | 158.001.001.005.004.003.001.009.004.004. | 0.0000 | Material | 0 | 0.0000
610556 | A-1004-2BHK Int. Flat Switch Socket Material | No. | 1.0000 | 1.0000 | 9555 | Round Plate 6" | No. | 6.0000 | 6.0000 | 158.001.001.005.004.003.001.009.004.004. | 0.0000 | Material | 0 | 0.0000
610556 | A-1004-2BHK Int. Flat Switch Socket Material | No. | 1.0000 | 1.0000 | 6757 | T.V. Socket (573425) | No. | 3.0000 | 83.1600 | 158.001.001.005.004.003.001.009.004.004. | 0.0000 | Material | 0 | 0.0000
610556 | A-1004-2BHK Int. Flat Switch Socket Material | No. | 1.0000 | 1.0000 | 5242 | Tel. Socket 1mod (573426) | No. | 1.0000 | 79.3800 | 158.001.001.005.004.003.001.009.004.004. | 0.0000 | Material | 0 | 0.0000
671596 | A-1004-2BHK Internal Flat Wiring. | No. | 1.0000 | 1.0000 | 23458 | 2 Pair telephone cable | Mtrs | 0.0000 | 50.0000 | 158.001.001.005.004.003.001.009.004.005. | 50.0000 | Material | 0 | 0.0000
671596 | A-1004-2BHK Internal Flat Wiring. | No. | 1.0000 | 1.0000 | 12468 | PVC Copper Wire 1.5 Sqmm black | Mtrs | 123.7750 | 8.8600 | 158.001.001.005.004.003.001.009.004.005. | 8.8600 | Material | 0 | 0.0000
671596 | A-1004-2BHK Internal Flat Wiring. | No. | 1.0000 | 1.0000 | 12530 | PVC Copper Wire 1.5 Sqmm blue | Mtrs | 105.7500 | 8.8600 | 158.001.001.005.004.003.001.009.004.005. | 8.8600 | Material | 0 | 0.0000
671596 | A-1004-2BHK Internal Flat Wiring. | No. | 1.0000 | 1.0000 | 12469 | PVC Copper Wire 1.5 Sqmm green | Mtrs | 78.9800 | 8.8700 | 158.001.001.005.004.003.001.009.004.005. | 0.0000 | Material | 0 | 0.0000
671596 | A-1004-2BHK Internal Flat Wiring. | No. | 1.0000 | 1.0000 | 26439 | PVC Copper Wire 1.5 Sqmm Grey | Mtrs | 0.0000 | 100.0000 | 158.001.001.005.004.003.001.009.004.005. | 100.0000 | Material | 0 | 0.0000
671596 | A-1004-2BHK Internal Flat Wiring. | No. | 1.0000 | 1.0000 | 12466 | PVC Copper Wire 1.5 Sqmm red | Mtrs | 35.5000 | 8.8700 | 158.001.001.005.004.003.001.009.004.005. | 8.8700 | Material | 0 | 0.0000
671596 | A-1004-2BHK Internal Flat Wiring. | No. | 1.0000 | 1.0000 | 12529 | PVC Copper Wire 1.5 Sqmm yellow | Mtrs | 151.3250 | 10.0000 | 158.001.001.005.004.003.001.009.004.005. | 10.0000 | Material | 0 | 0.0000
671596 | A-1004-2BHK Internal Flat Wiring. | No. | 1.0000 | 1.0000 | 12471 | PVC Copper Wire 2.5 Sqmm black | Mtrs | 110.7250 | 14.2800 | 158.001.001.005.004.003.001.009.004.005. | 14.2800 | Material | 0 | 0.0000
671596 | A-1004-2BHK Internal Flat Wiring. | No. | 1.0000 | 1.0000 | 12527 | PVC Copper Wire 2.5 Sqmm blue | Mtrs | 0 | 14.2800 | 158.001.001.005.004.003.001.009.004.005. | 0.0000 | Material | 0 | 0.0000
671596 | A-1004-2BHK Internal Flat Wiring. | No. | 1.0000 | 1.0000 | 12472 | PVC Copper Wire 2.5 Sqmm green | Mtrs | 65.9800 | 14.2800 | 158.001.001.005.004.003.001.009.004.005. | 0.0000 | Material | 0 | 0.0000
671596 | A-1004-2BHK Internal Flat Wiring. | No. | 1.0000 | 1.0000 | 12470 | PVC Copper Wire 2.5 Sqmm red | Mtrs | 75.2500 | 14.2800 | 158.001.001.005.004.003.001.009.004.005. | 0.0000 | Material | 0 | 0.0000
671596 | A-1004-2BHK Internal Flat Wiring. | No. | 1.0000 | 1.0000 | 12528 | PVC Copper Wire 2.5 Sqmm yellow | Mtrs | 0.0000 | 14.2800 | 158.001.001.005.004.003.001.009.004.005. | 14.2800 | Material | 0 | 0.0000
671596 | A-1004-2BHK Internal Flat Wiring. | No. | 1.0000 | 1.0000 | 12475 | PVC Copper Wire 4 Sqmm black | Mtrs | 115.8500 | 21.1200 | 158.001.001.005.004.003.001.009.004.005. | 0.0000 | Material | 0 | 0.0000
671596 | A-1004-2BHK Internal Flat Wiring. | No. | 1.0000 | 1.0000 | 13068 | PVC Copper Wire 4 Sqmm blue | Mtrs | 77.5000 | 10.0000 | 158.001.001.005.004.003.001.009.004.005. | 0.0000 | Material | 0 | 0.0000
671596 | A-1004-2BHK Internal Flat Wiring. | No. | 1.0000 | 1.0000 | 12474 | PVC Copper Wire 4 Sqmm red | Mtrs | 0.0000 | 21.1200 | 158.001.001.005.004.003.001.009.004.005. | 0.0000 | Material | 0 | 0.0000
671596 | A-1004-2BHK Internal Flat Wiring. | No. | 1.0000 | 1.0000 | 13067 | PVC Copper Wire 4 Sqmm yellow | Mtrs | 81.9250 | 10.0000 | 158.001.001.005.004.003.001.009.004.005. | 0.0000 | Material | 0 | 0.0000
671596 | A-1004-2BHK Internal Flat Wiring. | No. | 1.0000 | 1.0000 | 1010 | RG-6 Co-Axial Cable | Mtrs | 0.0000 | 14.3900 | 158.001.001.005.004.003.001.009.004.005. | 0.0000 | Material | 0 | 0.0000
562899 | A-1005-2BHK Internal Electrical work | No. | 1.0000 | 1.0000 | 26454 | 12 Module GI Concealed Box | No. | 2.0000 | 255.0000 | 158.001.001.005.004.003.001.009.005.001. | 255.0000 | Material | 0 | 0.0000
562899 | A-1005-2BHK Internal Electrical work | No. | 1.0000 | 1.0000 | 5245 | 12M Plate (575770) | No. | 2.0000 | 225.8600 | 158.001.001.005.004.003.001.009.005.001. | 0.0000 | Material | 0 | 0.0000
562899 | A-1005-2BHK Internal Electrical work | No. | 1.0000 | 1.0000 | 26448 | 2 Module GI Concealed Box | No. | 9.0000 | 75.0000 | 158.001.001.005.004.003.001.009.005.001. | 75.0000 | Material | 0 | 0.0000
562899 | A-1005-2BHK Internal Electrical work | No. | 1.0000 | 1.0000 | 5250 | 2M Plate (575710) | No. | 9.0000 | 60.4800 | 158.001.001.005.004.003.001.009.005.001. | 0.0000 | Material | 0 | 0.0000
562899 | A-1005-2BHK Internal Electrical work | No. | 1.0000 | 1.0000 | 26449 | 3 Module GI Concealed Box | No. | 11.0000 | 105.0000 | 158.001.001.005.004.003.001.009.005.001. | 105.0000 | Material | 0 | 0.0000
562899 | A-1005-2BHK Internal Electrical work | No. | 1.0000 | 1.0000 | 5249 | 3M Plate (575720) | No. | 11.0000 | 68.9800 | 158.001.001.005.004.003.001.009.005.001. | 0.0000 | Material | 0 | 0.0000
562899 | A-1005-2BHK Internal Electrical work | No. | 1.0000 | 1.0000 | 26450 | 4 Module GI Concealed Box | No. | 3.0000 | 130.0000 | 158.001.001.005.004.003.001.009.005.001. | 130.0000 | Material | 0 | 0.0000
562899 | A-1005-2BHK Internal Electrical work | No. | 1.0000 | 1.0000 | 5248 | 4M Plate (575730) | No. | 3.0000 | 72.7600 | 158.001.001.005.004.003.001.009.005.001. | 0.0000 | Material | 0 | 0.0000
562899 | A-1005-2BHK Internal Electrical work | No. | 1.0000 | 1.0000 | 26451 | 6 Module GI Concealed Box | No. | 7.0000 | 160.0000 | 158.001.001.005.004.003.001.009.005.001. | 160.0000 | Material | 0 | 0.0000
562899 | A-1005-2BHK Internal Electrical work | No. | 1.0000 | 1.0000 | 5247 | 6M Plate (575740) | No. | 7.0000 | 131.3500 | 158.001.001.005.004.003.001.009.005.001. | 0.0000 | Material | 0 | 0.0000
562899 | A-1005-2BHK Internal Electrical work | No. | 1.0000 | 1.0000 | 26452 | 8 Module GI Concealed Box | No. | 4.0000 | 215.0000 | 158.001.001.005.004.003.001.009.005.001. | 215.0000 | Material | 0 | 0.0000
562899 | A-1005-2BHK Internal Electrical work | No. | 1.0000 | 1.0000 | 5246 | 8M Hzl Plate (575750) | No. | 4.0000 | 144.5800 | 158.001.001.005.004.003.001.009.005.001. | 0.0000 | Material | 0 | 0.0000
567225 | A-1005-2BHK Wall Conduting Material 2BHK | No. | 1.0000 | 1.0000 | 8482 | Flexible Pipe 3/4" | Mtrs | 3.0000 | 5.2500 | 158.001.001.005.004.003.001.009.005.002. | 0.0000 | Material | 0 | 0.0000
567225 | A-1005-2BHK Wall Conduting Material 2BHK | No. | 1.0000 | 1.0000 | 501 | Nails 3" | Kgs | 0.5000 | 63.0000 | 158.001.001.005.004.003.001.009.005.002. | 0.0000 | Material | 0 | 0.0000
567225 | A-1005-2BHK Wall Conduting Material 2BHK | No. | 1.0000 | 1.0000 | 3246 | PVC 1 way Junction Box 1" | No. | 4.0000 | 18.2000 | 158.001.001.005.004.003.001.009.005.002. | 0.0000 | Material | 0 | 0.0000
567225 | A-1005-2BHK Wall Conduting Material 2BHK | No. | 1.0000 | 1.0000 | 838 | PVC Conduit Bend 1" | No. | 13.0000 | 6.3500 | 158.001.001.005.004.003.001.009.005.002. | 6.3500 | Material | 0 | 0.0000
567225 | A-1005-2BHK Wall Conduting Material 2BHK | No. | 1.0000 | 1.0000 | 837 | PVC Conduit Pipe 1" mtrs | Mtrs | 90.0000 | 18.6000 | 158.001.001.005.004.003.001.009.005.002. | 18.6000 | Material | 0 | 0.0000
571978 | A-1005-2BHK Internal Flat DB Work | No. | 1.0000 | 1.0000 | 28289 | 10A Single Pole MCB (IH31P0C010) | No. | 4.0000 | 100.0000 | 158.001.001.005.004.003.001.009.005.003. | 100.0000 | Material | 0 | 0.0000
571978 | A-1005-2BHK Internal Flat DB Work | No. | 1.0000 | 1.0000 | 28297 | 20A Single Pole MCB (IH31P0C020) | No. | 8.0000 | 300.0000 | 158.001.001.005.004.003.001.009.005.003. | 300.0000 | Material | 0 | 0.0000
571978 | A-1005-2BHK Internal Flat DB Work | No. | 1.0000 | 1.0000 | 28776 | 4 Way TPN DB with tel. compartment IHETPNYV004 | No. | 1.0000 | 118.0000 | 158.001.001.005.004.003.001.009.005.003. | 100.0000 | Material | 45 | 18.0000 | C+S GST 18% I/P RD
571978 | A-1005-2BHK Internal Flat DB Work | No. | 1.0000 | 1.0000 | 28545 | 40 AMP RCCB 4 Pole 30ma IH3R440030 | No. | 1.0000 | 118.0000 | 158.001.001.005.004.003.001.009.005.003. | 100.0000 | Material | 45 | 18.0000 | C+S GST 18% I/P RD
610557 | A-1005-2BHK Int. Flat Switch Socket Material | No. | 1.0000 | 1.0000 | 5238 | 16A 1way switch w indi.(572063 | No. | 8.0000 | 127.5800 | 158.001.001.005.004.003.001.009.005.004. | 0.0000 | Material | 0 | 0.0000
610557 | A-1005-2BHK Int. Flat Switch Socket Material | No. | 1.0000 | 1.0000 | 8655 | 16A socket (573471) | No. | 10.0000 | 254.0000 | 158.001.001.005.004.003.001.009.005.004. | 254.0000 | Material | 0 | 0.0000
610557 | A-1005-2BHK Int. Flat Switch Socket Material | No. | 1.0000 | 1.0000 | 793 | 6 A Bell Push (573413) | No. | 1.0000 | 22.0500 | 158.001.001.005.004.003.001.009.005.004. | 0.0000 | Material | 0 | 0.0000
610557 | A-1005-2BHK Int. Flat Switch Socket Material | No. | 1.0000 | 1.0000 | 7294 | 6A 2 Way Switch (573402) | No. | 4.0000 | 130.0000 | 158.001.001.005.004.003.001.009.005.004. | 0.0000 | Material | 0 | 0.0000
610557 | A-1005-2BHK Int. Flat Switch Socket Material | No. | 1.0000 | 1.0000 | 28162 | 6A 3Pin Socket (573424) | No. | 25.0000 | 290.0000 | 158.001.001.005.004.003.001.009.005.004. | 290.0000 | Material | 0 | 0.0000
610557 | A-1005-2BHK Int. Flat Switch Socket Material | No. | 1.0000 | 1.0000 | 5240 | 6A One way Switch (573400) | No. | 51.0000 | 72.7600 | 158.001.001.005.004.003.001.009.005.004. | 0.0000 | Material | 0 | 0.0000
610557 | A-1005-2BHK Int. Flat Switch Socket Material | No. | 1.0000 | 1.0000 | 2556 | Angle Holder | No. | 5.0000 | 28.0000 | 158.001.001.005.004.003.001.009.005.004. | 0.0000 | Material | 0 | 0.0000
610557 | A-1005-2BHK Int. Flat Switch Socket Material | No. | 1.0000 | 1.0000 | 5244 | Blank Plate 1m (573449) | No. | 9.0000 | 19.8400 | 158.001.001.005.004.003.001.009.005.004. | 0.0000 | Material | 0 | 0.0000
610557 | A-1005-2BHK Int. Flat Switch Socket Material | No. | 1.0000 | 1.0000 | 1714 | Connector | No. | 4.0000 | 9.0000 | 158.001.001.005.004.003.001.009.005.004. | 0.0000 | Material | 0 | 0.0000
610557 | A-1005-2BHK Int. Flat Switch Socket Material | No. | 1.0000 | 1.0000 | 6758 | Fan Step Reg (573469) | No. | 6.0000 | 432.3400 | 158.001.001.005.004.003.001.009.005.004. | 0.0000 | Material | 0 | 0.0000
610557 | A-1005-2BHK Int. Flat Switch Socket Material | No. | 1.0000 | 1.0000 | 3287 | Round Plate 4" - No. | No. | 38.0000 | 9.0000 | 158.001.001.005.004.003.001.009.005.004. | 0.0000 | Material | 0 | 0.0000
610557 | A-1005-2BHK Int. Flat Switch Socket Material | No. | 1.0000 | 1.0000 | 9555 | Round Plate 6" | No. | 6.0000 | 6.0000 | 158.001.001.005.004.003.001.009.005.004. | 0.0000 | Material | 0 | 0.0000
610557 | A-1005-2BHK Int. Flat Switch Socket Material | No. | 1.0000 | 1.0000 | 6757 | T.V. Socket (573425) | No. | 3.0000 | 83.1600 | 158.001.001.005.004.003.001.009.005.004. | 0.0000 | Material | 0 | 0.0000
610557 | A-1005-2BHK Int. Flat Switch Socket Material | No. | 1.0000 | 1.0000 | 5242 | Tel. Socket 1mod (573426) | No. | 1.0000 | 79.3800 | 158.001.001.005.004.003.001.009.005.004. | 0.0000 | Material | 0 | 0.0000
671597 | A-1005-2BHK Internal Flat Wiring. | No. | 1.0000 | 1.0000 | 23458 | 2 Pair telephone cable | Mtrs | 0.0000 | 50.0000 | 158.001.001.005.004.003.001.009.005.005. | 50.0000 | Material | 0 | 0.0000
671597 | A-1005-2BHK Internal Flat Wiring. | No. | 1.0000 | 1.0000 | 12468 | PVC Copper Wire 1.5 Sqmm black | Mtrs | 123.7750 | 8.8600 | 158.001.001.005.004.003.001.009.005.005. | 8.8600 | Material | 0 | 0.0000
671597 | A-1005-2BHK Internal Flat Wiring. | No. | 1.0000 | 1.0000 | 12530 | PVC Copper Wire 1.5 Sqmm blue | Mtrs | 105.7500 | 8.8600 | 158.001.001.005.004.003.001.009.005.005. | 8.8600 | Material | 0 | 0.0000
671597 | A-1005-2BHK Internal Flat Wiring. | No. | 1.0000 | 1.0000 | 12469 | PVC Copper Wire 1.5 Sqmm green | Mtrs | 78.9800 | 8.8700 | 158.001.001.005.004.003.001.009.005.005. | 0.0000 | Material | 0 | 0.0000
671597 | A-1005-2BHK Internal Flat Wiring. | No. | 1.0000 | 1.0000 | 26439 | PVC Copper Wire 1.5 Sqmm Grey | Mtrs | 0.0000 | 100.0000 | 158.001.001.005.004.003.001.009.005.005. | 100.0000 | Material | 0 | 0.0000
671597 | A-1005-2BHK Internal Flat Wiring. | No. | 1.0000 | 1.0000 | 12466 | PVC Copper Wire 1.5 Sqmm red | Mtrs | 35.5000 | 8.8700 | 158.001.001.005.004.003.001.009.005.005. | 8.8700 | Material | 0 | 0.0000
671597 | A-1005-2BHK Internal Flat Wiring. | No. | 1.0000 | 1.0000 | 12529 | PVC Copper Wire 1.5 Sqmm yellow | Mtrs | 151.3250 | 10.0000 | 158.001.001.005.004.003.001.009.005.005. | 10.0000 | Material | 0 | 0.0000
671597 | A-1005-2BHK Internal Flat Wiring. | No. | 1.0000 | 1.0000 | 12471 | PVC Copper Wire 2.5 Sqmm black | Mtrs | 110.7250 | 14.2800 | 158.001.001.005.004.003.001.009.005.005. | 14.2800 | Material | 0 | 0.0000
671597 | A-1005-2BHK Internal Flat Wiring. | No. | 1.0000 | 1.0000 | 12527 | PVC Copper Wire 2.5 Sqmm blue | Mtrs | 0 | 14.2800 | 158.001.001.005.004.003.001.009.005.005. | 0.0000 | Material | 0 | 0.0000
671597 | A-1005-2BHK Internal Flat Wiring. | No. | 1.0000 | 1.0000 | 12472 | PVC Copper Wire 2.5 Sqmm green | Mtrs | 65.9800 | 14.2800 | 158.001.001.005.004.003.001.009.005.005. | 0.0000 | Material | 0 | 0.0000
671597 | A-1005-2BHK Internal Flat Wiring. | No. | 1.0000 | 1.0000 | 12470 | PVC Copper Wire 2.5 Sqmm red | Mtrs | 75.2500 | 14.2800 | 158.001.001.005.004.003.001.009.005.005. | 0.0000 | Material | 0 | 0.0000
671597 | A-1005-2BHK Internal Flat Wiring. | No. | 1.0000 | 1.0000 | 12528 | PVC Copper Wire 2.5 Sqmm yellow | Mtrs | 0.0000 | 14.2800 | 158.001.001.005.004.003.001.009.005.005. | 14.2800 | Material | 0 | 0.0000
671597 | A-1005-2BHK Internal Flat Wiring. | No. | 1.0000 | 1.0000 | 12475 | PVC Copper Wire 4 Sqmm black | Mtrs | 115.8500 | 21.1200 | 158.001.001.005.004.003.001.009.005.005. | 0.0000 | Material | 0 | 0.0000
671597 | A-1005-2BHK Internal Flat Wiring. | No. | 1.0000 | 1.0000 | 13068 | PVC Copper Wire 4 Sqmm blue | Mtrs | 77.5000 | 10.0000 | 158.001.001.005.004.003.001.009.005.005. | 0.0000 | Material | 0 | 0.0000
671597 | A-1005-2BHK Internal Flat Wiring. | No. | 1.0000 | 1.0000 | 12474 | PVC Copper Wire 4 Sqmm red | Mtrs | 0.0000 | 21.1200 | 158.001.001.005.004.003.001.009.005.005. | 0.0000 | Material | 0 | 0.0000
671597 | A-1005-2BHK Internal Flat Wiring. | No. | 1.0000 | 1.0000 | 13067 | PVC Copper Wire 4 Sqmm yellow | Mtrs | 81.9250 | 10.0000 | 158.001.001.005.004.003.001.009.005.005. | 0.0000 | Material | 0 | 0.0000
671597 | A-1005-2BHK Internal Flat Wiring. | No. | 1.0000 | 1.0000 | 1010 | RG-6 Co-Axial Cable | Mtrs | 0.0000 | 14.3900 | 158.001.001.005.004.003.001.009.005.005. | 0.0000 | Material | 0 | 0.0000
562900 | A-1006-2BHK Internal Electrical work | No. | 1.0000 | 1.0000 | 26454 | 12 Module GI Concealed Box | No. | 2.0000 | 255.0000 | 158.001.001.005.004.003.001.009.006.001. | 255.0000 | Material | 0 | 0.0000
562900 | A-1006-2BHK Internal Electrical work | No. | 1.0000 | 1.0000 | 5245 | 12M Plate (575770) | No. | 2.0000 | 225.8600 | 158.001.001.005.004.003.001.009.006.001. | 0.0000 | Material | 0 | 0.0000
562900 | A-1006-2BHK Internal Electrical work | No. | 1.0000 | 1.0000 | 26448 | 2 Module GI Concealed Box | No. | 9.0000 | 75.0000 | 158.001.001.005.004.003.001.009.006.001. | 75.0000 | Material | 0 | 0.0000
562900 | A-1006-2BHK Internal Electrical work | No. | 1.0000 | 1.0000 | 5250 | 2M Plate (575710) | No. | 9.0000 | 60.4800 | 158.001.001.005.004.003.001.009.006.001. | 0.0000 | Material | 0 | 0.0000
562900 | A-1006-2BHK Internal Electrical work | No. | 1.0000 | 1.0000 | 26449 | 3 Module GI Concealed Box | No. | 11.0000 | 105.0000 | 158.001.001.005.004.003.001.009.006.001. | 105.0000 | Material | 0 | 0.0000
562900 | A-1006-2BHK Internal Electrical work | No. | 1.0000 | 1.0000 | 5249 | 3M Plate (575720) | No. | 11.0000 | 68.9800 | 158.001.001.005.004.003.001.009.006.001. | 0.0000 | Material | 0 | 0.0000
562900 | A-1006-2BHK Internal Electrical work | No. | 1.0000 | 1.0000 | 26450 | 4 Module GI Concealed Box | No. | 3.0000 | 130.0000 | 158.001.001.005.004.003.001.009.006.001. | 130.0000 | Material | 0 | 0.0000
562900 | A-1006-2BHK Internal Electrical work | No. | 1.0000 | 1.0000 | 5248 | 4M Plate (575730) | No. | 3.0000 | 72.7600 | 158.001.001.005.004.003.001.009.006.001. | 0.0000 | Material | 0 | 0.0000
562900 | A-1006-2BHK Internal Electrical work | No. | 1.0000 | 1.0000 | 26451 | 6 Module GI Concealed Box | No. | 7.0000 | 160.0000 | 158.001.001.005.004.003.001.009.006.001. | 160.0000 | Material | 0 | 0.0000
562900 | A-1006-2BHK Internal Electrical work | No. | 1.0000 | 1.0000 | 5247 | 6M Plate (575740) | No. | 7.0000 | 131.3500 | 158.001.001.005.004.003.001.009.006.001. | 0.0000 | Material | 0 | 0.0000
562900 | A-1006-2BHK Internal Electrical work | No. | 1.0000 | 1.0000 | 26452 | 8 Module GI Concealed Box | No. | 4.0000 | 215.0000 | 158.001.001.005.004.003.001.009.006.001. | 215.0000 | Material | 0 | 0.0000
562900 | A-1006-2BHK Internal Electrical work | No. | 1.0000 | 1.0000 | 5246 | 8M Hzl Plate (575750) | No. | 4.0000 | 144.5800 | 158.001.001.005.004.003.001.009.006.001. | 0.0000 | Material | 0 | 0.0000
567226 | A-1006-2BHK Wall Conduting Material 2BHK | No. | 1.0000 | 1.0000 | 8482 | Flexible Pipe 3/4" | Mtrs | 3.0000 | 5.2500 | 158.001.001.005.004.003.001.009.006.002. | 0.0000 | Material | 0 | 0.0000
567226 | A-1006-2BHK Wall Conduting Material 2BHK | No. | 1.0000 | 1.0000 | 501 | Nails 3" | Kgs | 0.5000 | 63.0000 | 158.001.001.005.004.003.001.009.006.002. | 0.0000 | Material | 0 | 0.0000
567226 | A-1006-2BHK Wall Conduting Material 2BHK | No. | 1.0000 | 1.0000 | 3246 | PVC 1 way Junction Box 1" | No. | 4.0000 | 18.2000 | 158.001.001.005.004.003.001.009.006.002. | 0.0000 | Material | 0 | 0.0000
567226 | A-1006-2BHK Wall Conduting Material 2BHK | No. | 1.0000 | 1.0000 | 838 | PVC Conduit Bend 1" | No. | 13.0000 | 6.3500 | 158.001.001.005.004.003.001.009.006.002. | 6.3500 | Material | 0 | 0.0000
567226 | A-1006-2BHK Wall Conduting Material 2BHK | No. | 1.0000 | 1.0000 | 837 | PVC Conduit Pipe 1" mtrs | Mtrs | 90.0000 | 18.6000 | 158.001.001.005.004.003.001.009.006.002. | 18.6000 | Material | 0 | 0.0000
571979 | A-1006-2BHK Internal Flat DB Work | No. | 1.0000 | 1.0000 | 28289 | 10A Single Pole MCB (IH31P0C010) | No. | 4.0000 | 100.0000 | 158.001.001.005.004.003.001.009.006.003. | 100.0000 | Material | 0 | 0.0000
571979 | A-1006-2BHK Internal Flat DB Work | No. | 1.0000 | 1.0000 | 28297 | 20A Single Pole MCB (IH31P0C020) | No. | 8.0000 | 300.0000 | 158.001.001.005.004.003.001.009.006.003. | 300.0000 | Material | 0 | 0.0000
571979 | A-1006-2BHK Internal Flat DB Work | No. | 1.0000 | 1.0000 | 28776 | 4 Way TPN DB with tel. compartment IHETPNYV004 | No. | 1.0000 | 118.0000 | 158.001.001.005.004.003.001.009.006.003. | 100.0000 | Material | 45 | 18.0000 | C+S GST 18% I/P RD
571979 | A-1006-2BHK Internal Flat DB Work | No. | 1.0000 | 1.0000 | 28545 | 40 AMP RCCB 4 Pole 30ma IH3R440030 | No. | 1.0000 | 118.0000 | 158.001.001.005.004.003.001.009.006.003. | 100.0000 | Material | 45 | 18.0000 | C+S GST 18% I/P RD
610558 | A-1006-2BHK Int. Flat Switch Socket Material | No. | 1.0000 | 1.0000 | 5238 | 16A 1way switch w indi.(572063 | No. | 8.0000 | 127.5800 | 158.001.001.005.004.003.001.009.006.004. | 0.0000 | Material | 0 | 0.0000
610558 | A-1006-2BHK Int. Flat Switch Socket Material | No. | 1.0000 | 1.0000 | 8655 | 16A socket (573471) | No. | 10.0000 | 254.0000 | 158.001.001.005.004.003.001.009.006.004. | 254.0000 | Material | 0 | 0.0000
610558 | A-1006-2BHK Int. Flat Switch Socket Material | No. | 1.0000 | 1.0000 | 793 | 6 A Bell Push (573413) | No. | 1.0000 | 22.0500 | 158.001.001.005.004.003.001.009.006.004. | 0.0000 | Material | 0 | 0.0000
610558 | A-1006-2BHK Int. Flat Switch Socket Material | No. | 1.0000 | 1.0000 | 7294 | 6A 2 Way Switch (573402) | No. | 4.0000 | 130.0000 | 158.001.001.005.004.003.001.009.006.004. | 0.0000 | Material | 0 | 0.0000
610558 | A-1006-2BHK Int. Flat Switch Socket Material | No. | 1.0000 | 1.0000 | 28162 | 6A 3Pin Socket (573424) | No. | 25.0000 | 290.0000 | 158.001.001.005.004.003.001.009.006.004. | 290.0000 | Material | 0 | 0.0000
610558 | A-1006-2BHK Int. Flat Switch Socket Material | No. | 1.0000 | 1.0000 | 5240 | 6A One way Switch (573400) | No. | 51.0000 | 72.7600 | 158.001.001.005.004.003.001.009.006.004. | 0.0000 | Material | 0 | 0.0000
610558 | A-1006-2BHK Int. Flat Switch Socket Material | No. | 1.0000 | 1.0000 | 2556 | Angle Holder | No. | 5.0000 | 28.0000 | 158.001.001.005.004.003.001.009.006.004. | 0.0000 | Material | 0 | 0.0000
610558 | A-1006-2BHK Int. Flat Switch Socket Material | No. | 1.0000 | 1.0000 | 5244 | Blank Plate 1m (573449) | No. | 9.0000 | 19.8400 | 158.001.001.005.004.003.001.009.006.004. | 0.0000 | Material | 0 | 0.0000
610558 | A-1006-2BHK Int. Flat Switch Socket Material | No. | 1.0000 | 1.0000 | 1714 | Connector | No. | 4.0000 | 9.0000 | 158.001.001.005.004.003.001.009.006.004. | 0.0000 | Material | 0 | 0.0000
610558 | A-1006-2BHK Int. Flat Switch Socket Material | No. | 1.0000 | 1.0000 | 6758 | Fan Step Reg (573469) | No. | 6.0000 | 432.3400 | 158.001.001.005.004.003.001.009.006.004. | 0.0000 | Material | 0 | 0.0000
610558 | A-1006-2BHK Int. Flat Switch Socket Material | No. | 1.0000 | 1.0000 | 3287 | Round Plate 4" - No. | No. | 38.0000 | 9.0000 | 158.001.001.005.004.003.001.009.006.004. | 0.0000 | Material | 0 | 0.0000
610558 | A-1006-2BHK Int. Flat Switch Socket Material | No. | 1.0000 | 1.0000 | 9555 | Round Plate 6" | No. | 6.0000 | 6.0000 | 158.001.001.005.004.003.001.009.006.004. | 0.0000 | Material | 0 | 0.0000
610558 | A-1006-2BHK Int. Flat Switch Socket Material | No. | 1.0000 | 1.0000 | 6757 | T.V. Socket (573425) | No. | 3.0000 | 83.1600 | 158.001.001.005.004.003.001.009.006.004. | 0.0000 | Material | 0 | 0.0000
610558 | A-1006-2BHK Int. Flat Switch Socket Material | No. | 1.0000 | 1.0000 | 5242 | Tel. Socket 1mod (573426) | No. | 1.0000 | 79.3800 | 158.001.001.005.004.003.001.009.006.004. | 0.0000 | Material | 0 | 0.0000
671598 | A-1006-2BHK Internal Flat Wiring. | No. | 1.0000 | 1.0000 | 23458 | 2 Pair telephone cable | Mtrs | 0.0000 | 50.0000 | 158.001.001.005.004.003.001.009.006.005. | 50.0000 | Material | 0 | 0.0000
671598 | A-1006-2BHK Internal Flat Wiring. | No. | 1.0000 | 1.0000 | 12468 | PVC Copper Wire 1.5 Sqmm black | Mtrs | 123.7750 | 8.8600 | 158.001.001.005.004.003.001.009.006.005. | 8.8600 | Material | 0 | 0.0000
671598 | A-1006-2BHK Internal Flat Wiring. | No. | 1.0000 | 1.0000 | 12530 | PVC Copper Wire 1.5 Sqmm blue | Mtrs | 105.7500 | 8.8600 | 158.001.001.005.004.003.001.009.006.005. | 8.8600 | Material | 0 | 0.0000
671598 | A-1006-2BHK Internal Flat Wiring. | No. | 1.0000 | 1.0000 | 12469 | PVC Copper Wire 1.5 Sqmm green | Mtrs | 78.9800 | 8.8700 | 158.001.001.005.004.003.001.009.006.005. | 0.0000 | Material | 0 | 0.0000
671598 | A-1006-2BHK Internal Flat Wiring. | No. | 1.0000 | 1.0000 | 26439 | PVC Copper Wire 1.5 Sqmm Grey | Mtrs | 0.0000 | 100.0000 | 158.001.001.005.004.003.001.009.006.005. | 100.0000 | Material | 0 | 0.0000
671598 | A-1006-2BHK Internal Flat Wiring. | No. | 1.0000 | 1.0000 | 12466 | PVC Copper Wire 1.5 Sqmm red | Mtrs | 35.5000 | 8.8700 | 158.001.001.005.004.003.001.009.006.005. | 8.8700 | Material | 0 | 0.0000
671598 | A-1006-2BHK Internal Flat Wiring. | No. | 1.0000 | 1.0000 | 12529 | PVC Copper Wire 1.5 Sqmm yellow | Mtrs | 151.3250 | 10.0000 | 158.001.001.005.004.003.001.009.006.005. | 10.0000 | Material | 0 | 0.0000
671598 | A-1006-2BHK Internal Flat Wiring. | No. | 1.0000 | 1.0000 | 12471 | PVC Copper Wire 2.5 Sqmm black | Mtrs | 110.7250 | 14.2800 | 158.001.001.005.004.003.001.009.006.005. | 14.2800 | Material | 0 | 0.0000
671598 | A-1006-2BHK Internal Flat Wiring. | No. | 1.0000 | 1.0000 | 12527 | PVC Copper Wire 2.5 Sqmm blue | Mtrs | 0 | 14.2800 | 158.001.001.005.004.003.001.009.006.005. | 0.0000 | Material | 0 | 0.0000
671598 | A-1006-2BHK Internal Flat Wiring. | No. | 1.0000 | 1.0000 | 12472 | PVC Copper Wire 2.5 Sqmm green | Mtrs | 65.9800 | 14.2800 | 158.001.001.005.004.003.001.009.006.005. | 0.0000 | Material | 0 | 0.0000
671598 | A-1006-2BHK Internal Flat Wiring. | No. | 1.0000 | 1.0000 | 12470 | PVC Copper Wire 2.5 Sqmm red | Mtrs | 75.2500 | 14.2800 | 158.001.001.005.004.003.001.009.006.005. | 0.0000 | Material | 0 | 0.0000
671598 | A-1006-2BHK Internal Flat Wiring. | No. | 1.0000 | 1.0000 | 12528 | PVC Copper Wire 2.5 Sqmm yellow | Mtrs | 0.0000 | 14.2800 | 158.001.001.005.004.003.001.009.006.005. | 14.2800 | Material | 0 | 0.0000
671598 | A-1006-2BHK Internal Flat Wiring. | No. | 1.0000 | 1.0000 | 12475 | PVC Copper Wire 4 Sqmm black | Mtrs | 115.8500 | 21.1200 | 158.001.001.005.004.003.001.009.006.005. | 0.0000 | Material | 0 | 0.0000
671598 | A-1006-2BHK Internal Flat Wiring. | No. | 1.0000 | 1.0000 | 13068 | PVC Copper Wire 4 Sqmm blue | Mtrs | 77.5000 | 10.0000 | 158.001.001.005.004.003.001.009.006.005. | 0.0000 | Material | 0 | 0.0000
671598 | A-1006-2BHK Internal Flat Wiring. | No. | 1.0000 | 1.0000 | 12474 | PVC Copper Wire 4 Sqmm red | Mtrs | 0.0000 | 21.1200 | 158.001.001.005.004.003.001.009.006.005. | 0.0000 | Material | 0 | 0.0000
671598 | A-1006-2BHK Internal Flat Wiring. | No. | 1.0000 | 1.0000 | 13067 | PVC Copper Wire 4 Sqmm yellow | Mtrs | 81.9250 | 10.0000 | 158.001.001.005.004.003.001.009.006.005. | 0.0000 | Material | 0 | 0.0000
671598 | A-1006-2BHK Internal Flat Wiring. | No. | 1.0000 | 1.0000 | 1010 | RG-6 Co-Axial Cable | Mtrs | 0.0000 | 14.3900 | 158.001.001.005.004.003.001.009.006.005. | 0.0000 | Material | 0 | 0.0000
562902 | A-1007-2BHK Internal Electrical work | No. | 1.0000 | 1.0000 | 26454 | 12 Module GI Concealed Box | No. | 2.0000 | 255.0000 | 158.001.001.005.004.003.001.009.007.001. | 255.0000 | Material | 0 | 0.0000
562902 | A-1007-2BHK Internal Electrical work | No. | 1.0000 | 1.0000 | 5245 | 12M Plate (575770) | No. | 2.0000 | 225.8600 | 158.001.001.005.004.003.001.009.007.001. | 0.0000 | Material | 0 | 0.0000
562902 | A-1007-2BHK Internal Electrical work | No. | 1.0000 | 1.0000 | 26448 | 2 Module GI Concealed Box | No. | 9.0000 | 75.0000 | 158.001.001.005.004.003.001.009.007.001. | 75.0000 | Material | 0 | 0.0000
562902 | A-1007-2BHK Internal Electrical work | No. | 1.0000 | 1.0000 | 5250 | 2M Plate (575710) | No. | 9.0000 | 60.4800 | 158.001.001.005.004.003.001.009.007.001. | 0.0000 | Material | 0 | 0.0000
562902 | A-1007-2BHK Internal Electrical work | No. | 1.0000 | 1.0000 | 26449 | 3 Module GI Concealed Box | No. | 11.0000 | 105.0000 | 158.001.001.005.004.003.001.009.007.001. | 105.0000 | Material | 0 | 0.0000
562902 | A-1007-2BHK Internal Electrical work | No. | 1.0000 | 1.0000 | 5249 | 3M Plate (575720) | No. | 11.0000 | 68.9800 | 158.001.001.005.004.003.001.009.007.001. | 0.0000 | Material | 0 | 0.0000
562902 | A-1007-2BHK Internal Electrical work | No. | 1.0000 | 1.0000 | 26450 | 4 Module GI Concealed Box | No. | 3.0000 | 130.0000 | 158.001.001.005.004.003.001.009.007.001. | 130.0000 | Material | 0 | 0.0000
562902 | A-1007-2BHK Internal Electrical work | No. | 1.0000 | 1.0000 | 5248 | 4M Plate (575730) | No. | 3.0000 | 72.7600 | 158.001.001.005.004.003.001.009.007.001. | 0.0000 | Material | 0 | 0.0000
562902 | A-1007-2BHK Internal Electrical work | No. | 1.0000 | 1.0000 | 26451 | 6 Module GI Concealed Box | No. | 7.0000 | 160.0000 | 158.001.001.005.004.003.001.009.007.001. | 160.0000 | Material | 0 | 0.0000
562902 | A-1007-2BHK Internal Electrical work | No. | 1.0000 | 1.0000 | 5247 | 6M Plate (575740) | No. | 7.0000 | 131.3500 | 158.001.001.005.004.003.001.009.007.001. | 0.0000 | Material | 0 | 0.0000
562902 | A-1007-2BHK Internal Electrical work | No. | 1.0000 | 1.0000 | 26452 | 8 Module GI Concealed Box | No. | 4.0000 | 215.0000 | 158.001.001.005.004.003.001.009.007.001. | 215.0000 | Material | 0 | 0.0000
562902 | A-1007-2BHK Internal Electrical work | No. | 1.0000 | 1.0000 | 5246 | 8M Hzl Plate (575750) | No. | 4.0000 | 144.5800 | 158.001.001.005.004.003.001.009.007.001. | 0.0000 | Material | 0 | 0.0000
567227 | A-1007-2BHK Wall Conduting Material 2BHK | No. | 1.0000 | 1.0000 | 8482 | Flexible Pipe 3/4" | Mtrs | 3.0000 | 5.2500 | 158.001.001.005.004.003.001.009.007.002. | 0.0000 | Material | 0 | 0.0000
567227 | A-1007-2BHK Wall Conduting Material 2BHK | No. | 1.0000 | 1.0000 | 501 | Nails 3" | Kgs | 0.5000 | 63.0000 | 158.001.001.005.004.003.001.009.007.002. | 0.0000 | Material | 0 | 0.0000
567227 | A-1007-2BHK Wall Conduting Material 2BHK | No. | 1.0000 | 1.0000 | 3246 | PVC 1 way Junction Box 1" | No. | 4.0000 | 18.2000 | 158.001.001.005.004.003.001.009.007.002. | 0.0000 | Material | 0 | 0.0000
567227 | A-1007-2BHK Wall Conduting Material 2BHK | No. | 1.0000 | 1.0000 | 838 | PVC Conduit Bend 1" | No. | 13.0000 | 6.3500 | 158.001.001.005.004.003.001.009.007.002. | 6.3500 | Material | 0 | 0.0000
567227 | A-1007-2BHK Wall Conduting Material 2BHK | No. | 1.0000 | 1.0000 | 837 | PVC Conduit Pipe 1" mtrs | Mtrs | 90.0000 | 18.6000 | 158.001.001.005.004.003.001.009.007.002. | 18.6000 | Material | 0 | 0.0000
571980 | A-1007-2BHK Internal Flat DB Work | No. | 1.0000 | 1.0000 | 28289 | 10A Single Pole MCB (IH31P0C010) | No. | 4.0000 | 100.0000 | 158.001.001.005.004.003.001.009.007.003. | 100.0000 | Material | 0 | 0.0000
571980 | A-1007-2BHK Internal Flat DB Work | No. | 1.0000 | 1.0000 | 28297 | 20A Single Pole MCB (IH31P0C020) | No. | 8.0000 | 300.0000 | 158.001.001.005.004.003.001.009.007.003. | 300.0000 | Material | 0 | 0.0000
571980 | A-1007-2BHK Internal Flat DB Work | No. | 1.0000 | 1.0000 | 28776 | 4 Way TPN DB with tel. compartment IHETPNYV004 | No. | 1.0000 | 118.0000 | 158.001.001.005.004.003.001.009.007.003. | 100.0000 | Material | 45 | 18.0000 | C+S GST 18% I/P RD
571980 | A-1007-2BHK Internal Flat DB Work | No. | 1.0000 | 1.0000 | 28545 | 40 AMP RCCB 4 Pole 30ma IH3R440030 | No. | 1.0000 | 118.0000 | 158.001.001.005.004.003.001.009.007.003. | 100.0000 | Material | 45 | 18.0000 | C+S GST 18% I/P RD
610559 | A-1007-2BHK Int. Flat Switch Socket Material | No. | 1.0000 | 1.0000 | 5238 | 16A 1way switch w indi.(572063 | No. | 8.0000 | 127.5800 | 158.001.001.005.004.003.001.009.007.004. | 0.0000 | Material | 0 | 0.0000
610559 | A-1007-2BHK Int. Flat Switch Socket Material | No. | 1.0000 | 1.0000 | 8655 | 16A socket (573471) | No. | 10.0000 | 254.0000 | 158.001.001.005.004.003.001.009.007.004. | 254.0000 | Material | 0 | 0.0000
610559 | A-1007-2BHK Int. Flat Switch Socket Material | No. | 1.0000 | 1.0000 | 793 | 6 A Bell Push (573413) | No. | 1.0000 | 22.0500 | 158.001.001.005.004.003.001.009.007.004. | 0.0000 | Material | 0 | 0.0000
610559 | A-1007-2BHK Int. Flat Switch Socket Material | No. | 1.0000 | 1.0000 | 7294 | 6A 2 Way Switch (573402) | No. | 4.0000 | 130.0000 | 158.001.001.005.004.003.001.009.007.004. | 0.0000 | Material | 0 | 0.0000
610559 | A-1007-2BHK Int. Flat Switch Socket Material | No. | 1.0000 | 1.0000 | 28162 | 6A 3Pin Socket (573424) | No. | 25.0000 | 290.0000 | 158.001.001.005.004.003.001.009.007.004. | 290.0000 | Material | 0 | 0.0000
610559 | A-1007-2BHK Int. Flat Switch Socket Material | No. | 1.0000 | 1.0000 | 5240 | 6A One way Switch (573400) | No. | 51.0000 | 72.7600 | 158.001.001.005.004.003.001.009.007.004. | 0.0000 | Material | 0 | 0.0000
610559 | A-1007-2BHK Int. Flat Switch Socket Material | No. | 1.0000 | 1.0000 | 2556 | Angle Holder | No. | 5.0000 | 28.0000 | 158.001.001.005.004.003.001.009.007.004. | 0.0000 | Material | 0 | 0.0000
610559 | A-1007-2BHK Int. Flat Switch Socket Material | No. | 1.0000 | 1.0000 | 5244 | Blank Plate 1m (573449) | No. | 9.0000 | 19.8400 | 158.001.001.005.004.003.001.009.007.004. | 0.0000 | Material | 0 | 0.0000
610559 | A-1007-2BHK Int. Flat Switch Socket Material | No. | 1.0000 | 1.0000 | 1714 | Connector | No. | 4.0000 | 9.0000 | 158.001.001.005.004.003.001.009.007.004. | 0.0000 | Material | 0 | 0.0000
610559 | A-1007-2BHK Int. Flat Switch Socket Material | No. | 1.0000 | 1.0000 | 6758 | Fan Step Reg (573469) | No. | 6.0000 | 432.3400 | 158.001.001.005.004.003.001.009.007.004. | 0.0000 | Material | 0 | 0.0000
610559 | A-1007-2BHK Int. Flat Switch Socket Material | No. | 1.0000 | 1.0000 | 3287 | Round Plate 4" - No. | No. | 38.0000 | 9.0000 | 158.001.001.005.004.003.001.009.007.004. | 0.0000 | Material | 0 | 0.0000
610559 | A-1007-2BHK Int. Flat Switch Socket Material | No. | 1.0000 | 1.0000 | 9555 | Round Plate 6" | No. | 6.0000 | 6.0000 | 158.001.001.005.004.003.001.009.007.004. | 0.0000 | Material | 0 | 0.0000
610559 | A-1007-2BHK Int. Flat Switch Socket Material | No. | 1.0000 | 1.0000 | 6757 | T.V. Socket (573425) | No. | 3.0000 | 83.1600 | 158.001.001.005.004.003.001.009.007.004. | 0.0000 | Material | 0 | 0.0000
610559 | A-1007-2BHK Int. Flat Switch Socket Material | No. | 1.0000 | 1.0000 | 5242 | Tel. Socket 1mod (573426) | No. | 1.0000 | 79.3800 | 158.001.001.005.004.003.001.009.007.004. | 0.0000 | Material | 0 | 0.0000
671599 | A-1007-2BHK Internal Flat Wiring. | No. | 1.0000 | 1.0000 | 23458 | 2 Pair telephone cable | Mtrs | 0.0000 | 50.0000 | 158.001.001.005.004.003.001.009.007.005. | 50.0000 | Material | 0 | 0.0000
671599 | A-1007-2BHK Internal Flat Wiring. | No. | 1.0000 | 1.0000 | 12468 | PVC Copper Wire 1.5 Sqmm black | Mtrs | 123.7750 | 8.8600 | 158.001.001.005.004.003.001.009.007.005. | 8.8600 | Material | 0 | 0.0000
671599 | A-1007-2BHK Internal Flat Wiring. | No. | 1.0000 | 1.0000 | 12530 | PVC Copper Wire 1.5 Sqmm blue | Mtrs | 105.7500 | 8.8600 | 158.001.001.005.004.003.001.009.007.005. | 8.8600 | Material | 0 | 0.0000
671599 | A-1007-2BHK Internal Flat Wiring. | No. | 1.0000 | 1.0000 | 12469 | PVC Copper Wire 1.5 Sqmm green | Mtrs | 78.9800 | 8.8700 | 158.001.001.005.004.003.001.009.007.005. | 0.0000 | Material | 0 | 0.0000
671599 | A-1007-2BHK Internal Flat Wiring. | No. | 1.0000 | 1.0000 | 26439 | PVC Copper Wire 1.5 Sqmm Grey | Mtrs | 0.0000 | 100.0000 | 158.001.001.005.004.003.001.009.007.005. | 100.0000 | Material | 0 | 0.0000
671599 | A-1007-2BHK Internal Flat Wiring. | No. | 1.0000 | 1.0000 | 12466 | PVC Copper Wire 1.5 Sqmm red | Mtrs | 35.5000 | 8.8700 | 158.001.001.005.004.003.001.009.007.005. | 8.8700 | Material | 0 | 0.0000
671599 | A-1007-2BHK Internal Flat Wiring. | No. | 1.0000 | 1.0000 | 12529 | PVC Copper Wire 1.5 Sqmm yellow | Mtrs | 151.3250 | 10.0000 | 158.001.001.005.004.003.001.009.007.005. | 10.0000 | Material | 0 | 0.0000
671599 | A-1007-2BHK Internal Flat Wiring. | No. | 1.0000 | 1.0000 | 12471 | PVC Copper Wire 2.5 Sqmm black | Mtrs | 110.7250 | 14.2800 | 158.001.001.005.004.003.001.009.007.005. | 14.2800 | Material | 0 | 0.0000
671599 | A-1007-2BHK Internal Flat Wiring. | No. | 1.0000 | 1.0000 | 12527 | PVC Copper Wire 2.5 Sqmm blue | Mtrs | 0 | 14.2800 | 158.001.001.005.004.003.001.009.007.005. | 0.0000 | Material | 0 | 0.0000
671599 | A-1007-2BHK Internal Flat Wiring. | No. | 1.0000 | 1.0000 | 12472 | PVC Copper Wire 2.5 Sqmm green | Mtrs | 65.9800 | 14.2800 | 158.001.001.005.004.003.001.009.007.005. | 0.0000 | Material | 0 | 0.0000
671599 | A-1007-2BHK Internal Flat Wiring. | No. | 1.0000 | 1.0000 | 12470 | PVC Copper Wire 2.5 Sqmm red | Mtrs | 75.2500 | 14.2800 | 158.001.001.005.004.003.001.009.007.005. | 0.0000 | Material | 0 | 0.0000
671599 | A-1007-2BHK Internal Flat Wiring. | No. | 1.0000 | 1.0000 | 12528 | PVC Copper Wire 2.5 Sqmm yellow | Mtrs | 0.0000 | 14.2800 | 158.001.001.005.004.003.001.009.007.005. | 14.2800 | Material | 0 | 0.0000
671599 | A-1007-2BHK Internal Flat Wiring. | No. | 1.0000 | 1.0000 | 12475 | PVC Copper Wire 4 Sqmm black | Mtrs | 115.8500 | 21.1200 | 158.001.001.005.004.003.001.009.007.005. | 0.0000 | Material | 0 | 0.0000
671599 | A-1007-2BHK Internal Flat Wiring. | No. | 1.0000 | 1.0000 | 13068 | PVC Copper Wire 4 Sqmm blue | Mtrs | 77.5000 | 10.0000 | 158.001.001.005.004.003.001.009.007.005. | 0.0000 | Material | 0 | 0.0000
671599 | A-1007-2BHK Internal Flat Wiring. | No. | 1.0000 | 1.0000 | 12474 | PVC Copper Wire 4 Sqmm red | Mtrs | 0.0000 | 21.1200 | 158.001.001.005.004.003.001.009.007.005. | 0.0000 | Material | 0 | 0.0000
671599 | A-1007-2BHK Internal Flat Wiring. | No. | 1.0000 | 1.0000 | 13067 | PVC Copper Wire 4 Sqmm yellow | Mtrs | 81.9250 | 10.0000 | 158.001.001.005.004.003.001.009.007.005. | 0.0000 | Material | 0 | 0.0000
671599 | A-1007-2BHK Internal Flat Wiring. | No. | 1.0000 | 1.0000 | 1010 | RG-6 Co-Axial Cable | Mtrs | 0.0000 | 14.3900 | 158.001.001.005.004.003.001.009.007.005. | 0.0000 | Material | 0 | 0.0000
562904 | A-1008-3BHK Internal Electrical work | No. | 1.0000 | 1.0000 | 26454 | 12 Module GI Concealed Box | No. | 2.0000 | 255.0000 | 158.001.001.005.004.003.001.009.008.001. | 255.0000 | Material | 0 | 0.0000
562904 | A-1008-3BHK Internal Electrical work | No. | 1.0000 | 1.0000 | 5245 | 12M Plate (575770) | No. | 2.0000 | 225.8600 | 158.001.001.005.004.003.001.009.008.001. | 0.0000 | Material | 0 | 0.0000
562904 | A-1008-3BHK Internal Electrical work | No. | 1.0000 | 1.0000 | 26448 | 2 Module GI Concealed Box | No. | 13.0000 | 75.0000 | 158.001.001.005.004.003.001.009.008.001. | 75.0000 | Material | 0 | 0.0000
562904 | A-1008-3BHK Internal Electrical work | No. | 1.0000 | 1.0000 | 5250 | 2M Plate (575710) | No. | 13.0000 | 60.4800 | 158.001.001.005.004.003.001.009.008.001. | 0.0000 | Material | 0 | 0.0000
562904 | A-1008-3BHK Internal Electrical work | No. | 1.0000 | 1.0000 | 26449 | 3 Module GI Concealed Box | No. | 11.0000 | 105.0000 | 158.001.001.005.004.003.001.009.008.001. | 105.0000 | Material | 0 | 0.0000
562904 | A-1008-3BHK Internal Electrical work | No. | 1.0000 | 1.0000 | 5249 | 3M Plate (575720) | No. | 11.0000 | 68.9800 | 158.001.001.005.004.003.001.009.008.001. | 0.0000 | Material | 0 | 0.0000
562904 | A-1008-3BHK Internal Electrical work | No. | 1.0000 | 1.0000 | 26450 | 4 Module GI Concealed Box | No. | 4.0000 | 130.0000 | 158.001.001.005.004.003.001.009.008.001. | 130.0000 | Material | 0 | 0.0000
562904 | A-1008-3BHK Internal Electrical work | No. | 1.0000 | 1.0000 | 5248 | 4M Plate (575730) | No. | 4.0000 | 72.7600 | 158.001.001.005.004.003.001.009.008.001. | 0.0000 | Material | 0 | 0.0000
562904 | A-1008-3BHK Internal Electrical work | No. | 1.0000 | 1.0000 | 26451 | 6 Module GI Concealed Box | No. | 9.0000 | 160.0000 | 158.001.001.005.004.003.001.009.008.001. | 160.0000 | Material | 0 | 0.0000
562904 | A-1008-3BHK Internal Electrical work | No. | 1.0000 | 1.0000 | 5247 | 6M Plate (575740) | No. | 9.0000 | 131.3500 | 158.001.001.005.004.003.001.009.008.001. | 0.0000 | Material | 0 | 0.0000
562904 | A-1008-3BHK Internal Electrical work | No. | 1.0000 | 1.0000 | 26452 | 8 Module GI Concealed Box | No. | 5.0000 | 215.0000 | 158.001.001.005.004.003.001.009.008.001. | 215.0000 | Material | 0 | 0.0000
562904 | A-1008-3BHK Internal Electrical work | No. | 1.0000 | 1.0000 | 5246 | 8M Hzl Plate (575750) | No. | 5.0000 | 144.5800 | 158.001.001.005.004.003.001.009.008.001. | 0.0000 | Material | 0 | 0.0000
567209 | A-1008-3BHK Wall Conduting Material | No. | 1.0000 | 1.0000 | 8482 | Flexible Pipe 3/4" | Mtrs | 3.0000 | 5.2500 | 158.001.001.005.004.003.001.009.008.002. | 0.0000 | Material | 0 | 0.0000
567209 | A-1008-3BHK Wall Conduting Material | No. | 1.0000 | 1.0000 | 501 | Nails 3" | Kgs | 0.5000 | 63.0000 | 158.001.001.005.004.003.001.009.008.002. | 0.0000 | Material | 0 | 0.0000
567209 | A-1008-3BHK Wall Conduting Material | No. | 1.0000 | 1.0000 | 3246 | PVC 1 way Junction Box 1" | No. | 6.0000 | 18.2000 | 158.001.001.005.004.003.001.009.008.002. | 0.0000 | Material | 0 | 0.0000
567209 | A-1008-3BHK Wall Conduting Material | No. | 1.0000 | 1.0000 | 838 | PVC Conduit Bend 1" | No. | 15.0000 | 6.3500 | 158.001.001.005.004.003.001.009.008.002. | 6.3500 | Material | 0 | 0.0000
567209 | A-1008-3BHK Wall Conduting Material | No. | 1.0000 | 1.0000 | 837 | PVC Conduit Pipe 1" mtrs | Mtrs | 105.0000 | 18.6000 | 158.001.001.005.004.003.001.009.008.002. | 18.6000 | Material | 0 | 0.0000
571981 | A-1008-3BHK Internal Flat DB Work | No. | 1.0000 | 1.0000 | 28289 | 10A Single Pole MCB (IH31P0C010) | No. | 3.0000 | 100.0000 | 158.001.001.005.004.003.001.009.008.003. | 100.0000 | Material | 0 | 0.0000
571981 | A-1008-3BHK Internal Flat DB Work | No. | 1.0000 | 1.0000 | 28297 | 20A Single Pole MCB (IH31P0C020) | No. | 9.0000 | 300.0000 | 158.001.001.005.004.003.001.009.008.003. | 300.0000 | Material | 0 | 0.0000
571981 | A-1008-3BHK Internal Flat DB Work | No. | 1.0000 | 1.0000 | 28545 | 40 AMP RCCB 4 Pole 30ma IH3R440030 | No. | 1.0000 | 118.0000 | 158.001.001.005.004.003.001.009.008.003. | 100.0000 | Material | 45 | 18.0000 | C+S GST 18% I/P RD
571981 | A-1008-3BHK Internal Flat DB Work | No. | 1.0000 | 1.0000 | 28777 | 6 Way TPN DB with tel. compartment IHETPNTV006 | No. | 1.0000 | 118.0000 | 158.001.001.005.004.003.001.009.008.003. | 100.0000 | Material | 45 | 18.0000 | C+S GST 18% I/P RD
606872 | A-1008-3BHK Int. Flat Switch Socket Material | No. | 1.0000 | 1.0000 | 5238 | 16A 1way switch w indi.(572063 | No. | 12.0000 | 127.5800 | 158.001.001.005.004.003.001.009.008.004. | 0.0000 | Material | 0 | 0.0000
606872 | A-1008-3BHK Int. Flat Switch Socket Material | No. | 1.0000 | 1.0000 | 8655 | 16A socket (573471) | No. | 12.0000 | 254.0000 | 158.001.001.005.004.003.001.009.008.004. | 254.0000 | Material | 0 | 0.0000
606872 | A-1008-3BHK Int. Flat Switch Socket Material | No. | 1.0000 | 1.0000 | 793 | 6 A Bell Push (573413) | No. | 1.0000 | 22.0500 | 158.001.001.005.004.003.001.009.008.004. | 0.0000 | Material | 0 | 0.0000
606872 | A-1008-3BHK Int. Flat Switch Socket Material | No. | 1.0000 | 1.0000 | 7294 | 6A 2 Way Switch (573402) | No. | 6.0000 | 130.0000 | 158.001.001.005.004.003.001.009.008.004. | 0.0000 | Material | 0 | 0.0000
606872 | A-1008-3BHK Int. Flat Switch Socket Material | No. | 1.0000 | 1.0000 | 28162 | 6A 3Pin Socket (573424) | No. | 30.0000 | 290.0000 | 158.001.001.005.004.003.001.009.008.004. | 290.0000 | Material | 0 | 0.0000
606872 | A-1008-3BHK Int. Flat Switch Socket Material | No. | 1.0000 | 1.0000 | 5240 | 6A One way Switch (573400) | No. | 61.0000 | 72.7600 | 158.001.001.005.004.003.001.009.008.004. | 0.0000 | Material | 0 | 0.0000
606872 | A-1008-3BHK Int. Flat Switch Socket Material | No. | 1.0000 | 1.0000 | 2556 | Angle Holder | No. | 6.0000 | 28.0000 | 158.001.001.005.004.003.001.009.008.004. | 0.0000 | Material | 0 | 0.0000
606872 | A-1008-3BHK Int. Flat Switch Socket Material | No. | 1.0000 | 1.0000 | 5244 | Blank Plate 1m (573449) | No. | 9.0000 | 19.8400 | 158.001.001.005.004.003.001.009.008.004. | 0.0000 | Material | 0 | 0.0000
606872 | A-1008-3BHK Int. Flat Switch Socket Material | No. | 1.0000 | 1.0000 | 1714 | Connector | No. | 5.0000 | 9.0000 | 158.001.001.005.004.003.001.009.008.004. | 0.0000 | Material | 0 | 0.0000
606872 | A-1008-3BHK Int. Flat Switch Socket Material | No. | 1.0000 | 1.0000 | 6758 | Fan Step Reg (573469) | No. | 7.0000 | 432.3400 | 158.001.001.005.004.003.001.009.008.004. | 0.0000 | Material | 0 | 0.0000
606872 | A-1008-3BHK Int. Flat Switch Socket Material | No. | 1.0000 | 1.0000 | 3287 | Round Plate 4" - No. | No. | 44.0000 | 9.0000 | 158.001.001.005.004.003.001.009.008.004. | 0.0000 | Material | 0 | 0.0000
606872 | A-1008-3BHK Int. Flat Switch Socket Material | No. | 1.0000 | 1.0000 | 9555 | Round Plate 6" | No. | 7.0000 | 6.0000 | 158.001.001.005.004.003.001.009.008.004. | 0.0000 | Material | 0 | 0.0000
606872 | A-1008-3BHK Int. Flat Switch Socket Material | No. | 1.0000 | 1.0000 | 6757 | T.V. Socket (573425) | No. | 4.0000 | 83.1600 | 158.001.001.005.004.003.001.009.008.004. | 0.0000 | Material | 0 | 0.0000
606872 | A-1008-3BHK Int. Flat Switch Socket Material | No. | 1.0000 | 1.0000 | 5242 | Tel. Socket 1mod (573426) | No. | 1.0000 | 79.3800 | 158.001.001.005.004.003.001.009.008.004. | 0.0000 | Material | 0 | 0.0000
671600 | A-1008-3BHK Internal Flat Wiring. | No. | 1.0000 | 1.0000 | 23458 | 2 Pair telephone cable | Mtrs | 9.7500 | 50.0000 | 158.001.001.005.004.003.001.009.008.005. | 50.0000 | Material | 0 | 0.0000
671600 | A-1008-3BHK Internal Flat Wiring. | No. | 1.0000 | 1.0000 | 12468 | PVC Copper Wire 1.5 Sqmm black | Mtrs | 108.0000 | 8.8600 | 158.001.001.005.004.003.001.009.008.005. | 8.8600 | Material | 0 | 0.0000
671600 | A-1008-3BHK Internal Flat Wiring. | No. | 1.0000 | 1.0000 | 12530 | PVC Copper Wire 1.5 Sqmm blue | Mtrs | 139.0000 | 8.8600 | 158.001.001.005.004.003.001.009.008.005. | 8.8600 | Material | 0 | 0.0000
671600 | A-1008-3BHK Internal Flat Wiring. | No. | 1.0000 | 1.0000 | 12469 | PVC Copper Wire 1.5 Sqmm green | Mtrs | 78.9800 | 8.8700 | 158.001.001.005.004.003.001.009.008.005. | 0.0000 | Material | 0 | 0.0000
671600 | A-1008-3BHK Internal Flat Wiring. | No. | 1.0000 | 1.0000 | 26439 | PVC Copper Wire 1.5 Sqmm Grey | Mtrs | 0.0000 | 100.0000 | 158.001.001.005.004.003.001.009.008.005. | 100.0000 | Material | 0 | 0.0000
671600 | A-1008-3BHK Internal Flat Wiring. | No. | 1.0000 | 1.0000 | 12466 | PVC Copper Wire 1.5 Sqmm red | Mtrs | 46.0000 | 8.8700 | 158.001.001.005.004.003.001.009.008.005. | 8.8700 | Material | 0 | 0.0000
671600 | A-1008-3BHK Internal Flat Wiring. | No. | 1.0000 | 1.0000 | 12529 | PVC Copper Wire 1.5 Sqmm yellow | Mtrs | 168.0000 | 10.0000 | 158.001.001.005.004.003.001.009.008.005. | 10.0000 | Material | 0 | 0.0000
671600 | A-1008-3BHK Internal Flat Wiring. | No. | 1.0000 | 1.0000 | 12471 | PVC Copper Wire 2.5 Sqmm black | Mtrs | 94.0000 | 14.2800 | 158.001.001.005.004.003.001.009.008.005. | 14.2800 | Material | 0 | 0.0000
671600 | A-1008-3BHK Internal Flat Wiring. | No. | 1.0000 | 1.0000 | 12527 | PVC Copper Wire 2.5 Sqmm blue | Mtrs | 0 | 14.2800 | 158.001.001.005.004.003.001.009.008.005. | 0.0000 | Material | 0 | 0.0000
671600 | A-1008-3BHK Internal Flat Wiring. | No. | 1.0000 | 1.0000 | 12472 | PVC Copper Wire 2.5 Sqmm green | Mtrs | 104.0000 | 14.2800 | 158.001.001.005.004.003.001.009.008.005. | 0.0000 | Material | 0 | 0.0000
671600 | A-1008-3BHK Internal Flat Wiring. | No. | 1.0000 | 1.0000 | 12470 | PVC Copper Wire 2.5 Sqmm red | Mtrs | 75.2500 | 14.2800 | 158.001.001.005.004.003.001.009.008.005. | 0.0000 | Material | 0 | 0.0000
671600 | A-1008-3BHK Internal Flat Wiring. | No. | 1.0000 | 1.0000 | 12528 | PVC Copper Wire 2.5 Sqmm yellow | Mtrs | 0.0000 | 14.2800 | 158.001.001.005.004.003.001.009.008.005. | 14.2800 | Material | 0 | 0.0000
671600 | A-1008-3BHK Internal Flat Wiring. | No. | 1.0000 | 1.0000 | 12475 | PVC Copper Wire 4 Sqmm black | Mtrs | 109.0000 | 21.1200 | 158.001.001.005.004.003.001.009.008.005. | 0.0000 | Material | 0 | 0.0000
671600 | A-1008-3BHK Internal Flat Wiring. | No. | 1.0000 | 1.0000 | 13068 | PVC Copper Wire 4 Sqmm blue | Mtrs | 28.0000 | 10.0000 | 158.001.001.005.004.003.001.009.008.005. | 0.0000 | Material | 0 | 0.0000
671600 | A-1008-3BHK Internal Flat Wiring. | No. | 1.0000 | 1.0000 | 12474 | PVC Copper Wire 4 Sqmm red | Mtrs | 28.0000 | 21.1200 | 158.001.001.005.004.003.001.009.008.005. | 0.0000 | Material | 0 | 0.0000
671600 | A-1008-3BHK Internal Flat Wiring. | No. | 1.0000 | 1.0000 | 13067 | PVC Copper Wire 4 Sqmm yellow | Mtrs | 59.0000 | 10.0000 | 158.001.001.005.004.003.001.009.008.005. | 0.0000 | Material | 0 | 0.0000
671600 | A-1008-3BHK Internal Flat Wiring. | No. | 1.0000 | 1.0000 | 1010 | RG-6 Co-Axial Cable | Mtrs | 17.0000 | 14.3900 | 158.001.001.005.004.003.001.009.008.005. | 0.0000 | Material | 0 | 0.0000
570081 | A-1101-3BHK Internal Electrical work | No. | 1.0000 | 1.0000 | 26454 | 12 Module GI Concealed Box | No. | 2.0000 | 255.0000 | 158.001.001.005.004.003.001.010.001.001. | 255.0000 | Material | 0 | 0.0000
570081 | A-1101-3BHK Internal Electrical work | No. | 1.0000 | 1.0000 | 5245 | 12M Plate (575770) | No. | 2.0000 | 225.8600 | 158.001.001.005.004.003.001.010.001.001. | 0.0000 | Material | 0 | 0.0000
570081 | A-1101-3BHK Internal Electrical work | No. | 1.0000 | 1.0000 | 26448 | 2 Module GI Concealed Box | No. | 13.0000 | 75.0000 | 158.001.001.005.004.003.001.010.001.001. | 75.0000 | Material | 0 | 0.0000
570081 | A-1101-3BHK Internal Electrical work | No. | 1.0000 | 1.0000 | 5250 | 2M Plate (575710) | No. | 13.0000 | 60.4800 | 158.001.001.005.004.003.001.010.001.001. | 0.0000 | Material | 0 | 0.0000
570081 | A-1101-3BHK Internal Electrical work | No. | 1.0000 | 1.0000 | 26449 | 3 Module GI Concealed Box | No. | 11.0000 | 105.0000 | 158.001.001.005.004.003.001.010.001.001. | 105.0000 | Material | 0 | 0.0000
570081 | A-1101-3BHK Internal Electrical work | No. | 1.0000 | 1.0000 | 5249 | 3M Plate (575720) | No. | 11.0000 | 68.9800 | 158.001.001.005.004.003.001.010.001.001. | 0.0000 | Material | 0 | 0.0000
570081 | A-1101-3BHK Internal Electrical work | No. | 1.0000 | 1.0000 | 26450 | 4 Module GI Concealed Box | No. | 4.0000 | 130.0000 | 158.001.001.005.004.003.001.010.001.001. | 130.0000 | Material | 0 | 0.0000
570081 | A-1101-3BHK Internal Electrical work | No. | 1.0000 | 1.0000 | 5248 | 4M Plate (575730) | No. | 4.0000 | 72.7600 | 158.001.001.005.004.003.001.010.001.001. | 0.0000 | Material | 0 | 0.0000
570081 | A-1101-3BHK Internal Electrical work | No. | 1.0000 | 1.0000 | 26451 | 6 Module GI Concealed Box | No. | 9.0000 | 160.0000 | 158.001.001.005.004.003.001.010.001.001. | 160.0000 | Material | 0 | 0.0000
570081 | A-1101-3BHK Internal Electrical work | No. | 1.0000 | 1.0000 | 5247 | 6M Plate (575740) | No. | 9.0000 | 131.3500 | 158.001.001.005.004.003.001.010.001.001. | 0.0000 | Material | 0 | 0.0000
570081 | A-1101-3BHK Internal Electrical work | No. | 1.0000 | 1.0000 | 26452 | 8 Module GI Concealed Box | No. | 5.0000 | 215.0000 | 158.001.001.005.004.003.001.010.001.001. | 215.0000 | Material | 0 | 0.0000
570081 | A-1101-3BHK Internal Electrical work | No. | 1.0000 | 1.0000 | 5246 | 8M Hzl Plate (575750) | No. | 5.0000 | 144.5800 | 158.001.001.005.004.003.001.010.001.001. | 0.0000 | Material | 0 | 0.0000
570089 | A-1101-3BHK Wall Conduting Material | No. | 1.0000 | 1.0000 | 8482 | Flexible Pipe 3/4" | Mtrs | 3.0000 | 5.2500 | 158.001.001.005.004.003.001.010.001.002. | 0.0000 | Material | 0 | 0.0000
570089 | A-1101-3BHK Wall Conduting Material | No. | 1.0000 | 1.0000 | 501 | Nails 3" | Kgs | 0.5000 | 63.0000 | 158.001.001.005.004.003.001.010.001.002. | 0.0000 | Material | 0 | 0.0000
570089 | A-1101-3BHK Wall Conduting Material | No. | 1.0000 | 1.0000 | 3246 | PVC 1 way Junction Box 1" | No. | 6.0000 | 18.2000 | 158.001.001.005.004.003.001.010.001.002. | 0.0000 | Material | 0 | 0.0000
570089 | A-1101-3BHK Wall Conduting Material | No. | 1.0000 | 1.0000 | 838 | PVC Conduit Bend 1" | No. | 15.0000 | 6.3500 | 158.001.001.005.004.003.001.010.001.002. | 6.3500 | Material | 0 | 0.0000
570089 | A-1101-3BHK Wall Conduting Material | No. | 1.0000 | 1.0000 | 837 | PVC Conduit Pipe 1" mtrs | Mtrs | 105.0000 | 18.6000 | 158.001.001.005.004.003.001.010.001.002. | 18.6000 | Material | 0 | 0.0000
604507 | A-1101-3BHK Internal Flat DB Work | No. | 1.0000 | 1.0000 | 28289 | 10A Single Pole MCB (IH31P0C010) | No. | 3.0000 | 100.0000 | 158.001.001.005.004.003.001.010.001.003. | 100.0000 | Material | 0 | 0.0000
604507 | A-1101-3BHK Internal Flat DB Work | No. | 1.0000 | 1.0000 | 28297 | 20A Single Pole MCB (IH31P0C020) | No. | 9.0000 | 300.0000 | 158.001.001.005.004.003.001.010.001.003. | 300.0000 | Material | 0 | 0.0000
604507 | A-1101-3BHK Internal Flat DB Work | No. | 1.0000 | 1.0000 | 28545 | 40 AMP RCCB 4 Pole 30ma IH3R440030 | No. | 1.0000 | 118.0000 | 158.001.001.005.004.003.001.010.001.003. | 100.0000 | Material | 45 | 18.0000 | C+S GST 18% I/P RD
604507 | A-1101-3BHK Internal Flat DB Work | No. | 1.0000 | 1.0000 | 28777 | 6 Way TPN DB with tel. compartment IHETPNTV006 | No. | 1.0000 | 118.0000 | 158.001.001.005.004.003.001.010.001.003. | 100.0000 | Material | 45 | 18.0000 | C+S GST 18% I/P RD
606873 | A-1101-3BHK Int. Flat Switch Socket Material | No. | 1.0000 | 1.0000 | 5238 | 16A 1way switch w indi.(572063 | No. | 12.0000 | 127.5800 | 158.001.001.005.004.003.001.010.001.004. | 0.0000 | Material | 0 | 0.0000
606873 | A-1101-3BHK Int. Flat Switch Socket Material | No. | 1.0000 | 1.0000 | 8655 | 16A socket (573471) | No. | 12.0000 | 254.0000 | 158.001.001.005.004.003.001.010.001.004. | 254.0000 | Material | 0 | 0.0000
606873 | A-1101-3BHK Int. Flat Switch Socket Material | No. | 1.0000 | 1.0000 | 793 | 6 A Bell Push (573413) | No. | 1.0000 | 22.0500 | 158.001.001.005.004.003.001.010.001.004. | 0.0000 | Material | 0 | 0.0000
606873 | A-1101-3BHK Int. Flat Switch Socket Material | No. | 1.0000 | 1.0000 | 7294 | 6A 2 Way Switch (573402) | No. | 6.0000 | 130.0000 | 158.001.001.005.004.003.001.010.001.004. | 0.0000 | Material | 0 | 0.0000
606873 | A-1101-3BHK Int. Flat Switch Socket Material | No. | 1.0000 | 1.0000 | 28162 | 6A 3Pin Socket (573424) | No. | 30.0000 | 290.0000 | 158.001.001.005.004.003.001.010.001.004. | 290.0000 | Material | 0 | 0.0000
606873 | A-1101-3BHK Int. Flat Switch Socket Material | No. | 1.0000 | 1.0000 | 5240 | 6A One way Switch (573400) | No. | 61.0000 | 72.7600 | 158.001.001.005.004.003.001.010.001.004. | 0.0000 | Material | 0 | 0.0000
606873 | A-1101-3BHK Int. Flat Switch Socket Material | No. | 1.0000 | 1.0000 | 2556 | Angle Holder | No. | 6.0000 | 28.0000 | 158.001.001.005.004.003.001.010.001.004. | 0.0000 | Material | 0 | 0.0000
606873 | A-1101-3BHK Int. Flat Switch Socket Material | No. | 1.0000 | 1.0000 | 5244 | Blank Plate 1m (573449) | No. | 9.0000 | 19.8400 | 158.001.001.005.004.003.001.010.001.004. | 0.0000 | Material | 0 | 0.0000
606873 | A-1101-3BHK Int. Flat Switch Socket Material | No. | 1.0000 | 1.0000 | 1714 | Connector | No. | 5.0000 | 9.0000 | 158.001.001.005.004.003.001.010.001.004. | 0.0000 | Material | 0 | 0.0000
606873 | A-1101-3BHK Int. Flat Switch Socket Material | No. | 1.0000 | 1.0000 | 6758 | Fan Step Reg (573469) | No. | 7.0000 | 432.3400 | 158.001.001.005.004.003.001.010.001.004. | 0.0000 | Material | 0 | 0.0000
606873 | A-1101-3BHK Int. Flat Switch Socket Material | No. | 1.0000 | 1.0000 | 3287 | Round Plate 4" - No. | No. | 44.0000 | 9.0000 | 158.001.001.005.004.003.001.010.001.004. | 0.0000 | Material | 0 | 0.0000
606873 | A-1101-3BHK Int. Flat Switch Socket Material | No. | 1.0000 | 1.0000 | 9555 | Round Plate 6" | No. | 7.0000 | 6.0000 | 158.001.001.005.004.003.001.010.001.004. | 0.0000 | Material | 0 | 0.0000
606873 | A-1101-3BHK Int. Flat Switch Socket Material | No. | 1.0000 | 1.0000 | 6757 | T.V. Socket (573425) | No. | 4.0000 | 83.1600 | 158.001.001.005.004.003.001.010.001.004. | 0.0000 | Material | 0 | 0.0000
606873 | A-1101-3BHK Int. Flat Switch Socket Material | No. | 1.0000 | 1.0000 | 5242 | Tel. Socket 1mod (573426) | No. | 1.0000 | 79.3800 | 158.001.001.005.004.003.001.010.001.004. | 0.0000 | Material | 0 | 0.0000
671601 | A-1101-3BHK Internal Flat Wiring. | No. | 1.0000 | 1.0000 | 23458 | 2 Pair telephone cable | Mtrs | 9.7500 | 50.0000 | 158.001.001.005.004.003.001.010.001.005. | 50.0000 | Material | 0 | 0.0000
671601 | A-1101-3BHK Internal Flat Wiring. | No. | 1.0000 | 1.0000 | 12468 | PVC Copper Wire 1.5 Sqmm black | Mtrs | 0.0000 | 8.8600 | 158.001.001.005.004.003.001.010.001.005. | 8.8600 | Material | 0 | 0.0000
671601 | A-1101-3BHK Internal Flat Wiring. | No. | 1.0000 | 1.0000 | 12530 | PVC Copper Wire 1.5 Sqmm blue | Mtrs | 139.0000 | 8.8600 | 158.001.001.005.004.003.001.010.001.005. | 8.8600 | Material | 0 | 0.0000
671601 | A-1101-3BHK Internal Flat Wiring. | No. | 1.0000 | 1.0000 | 12469 | PVC Copper Wire 1.5 Sqmm green | Mtrs | 78.9800 | 8.8700 | 158.001.001.005.004.003.001.010.001.005. | 0.0000 | Material | 0 | 0.0000
671601 | A-1101-3BHK Internal Flat Wiring. | No. | 1.0000 | 1.0000 | 26439 | PVC Copper Wire 1.5 Sqmm Grey | Mtrs | 0.0000 | 100.0000 | 158.001.001.005.004.003.001.010.001.005. | 100.0000 | Material | 0 | 0.0000
671601 | A-1101-3BHK Internal Flat Wiring. | No. | 1.0000 | 1.0000 | 12466 | PVC Copper Wire 1.5 Sqmm red | Mtrs | 46.0000 | 8.8700 | 158.001.001.005.004.003.001.010.001.005. | 8.8700 | Material | 0 | 0.0000
671601 | A-1101-3BHK Internal Flat Wiring. | No. | 1.0000 | 1.0000 | 12529 | PVC Copper Wire 1.5 Sqmm yellow | Mtrs | 168.0000 | 10.0000 | 158.001.001.005.004.003.001.010.001.005. | 10.0000 | Material | 0 | 0.0000
671601 | A-1101-3BHK Internal Flat Wiring. | No. | 1.0000 | 1.0000 | 12471 | PVC Copper Wire 2.5 Sqmm black | Mtrs | 94.0000 | 14.2800 | 158.001.001.005.004.003.001.010.001.005. | 14.2800 | Material | 0 | 0.0000
671601 | A-1101-3BHK Internal Flat Wiring. | No. | 1.0000 | 1.0000 | 12527 | PVC Copper Wire 2.5 Sqmm blue | Mtrs | 0 | 14.2800 | 158.001.001.005.004.003.001.010.001.005. | 0.0000 | Material | 0 | 0.0000
671601 | A-1101-3BHK Internal Flat Wiring. | No. | 1.0000 | 1.0000 | 12472 | PVC Copper Wire 2.5 Sqmm green | Mtrs | 104.0000 | 14.2800 | 158.001.001.005.004.003.001.010.001.005. | 0.0000 | Material | 0 | 0.0000
671601 | A-1101-3BHK Internal Flat Wiring. | No. | 1.0000 | 1.0000 | 12470 | PVC Copper Wire 2.5 Sqmm red | Mtrs | 75.2500 | 14.2800 | 158.001.001.005.004.003.001.010.001.005. | 0.0000 | Material | 0 | 0.0000
671601 | A-1101-3BHK Internal Flat Wiring. | No. | 1.0000 | 1.0000 | 12528 | PVC Copper Wire 2.5 Sqmm yellow | Mtrs | 0.0000 | 14.2800 | 158.001.001.005.004.003.001.010.001.005. | 14.2800 | Material | 0 | 0.0000
671601 | A-1101-3BHK Internal Flat Wiring. | No. | 1.0000 | 1.0000 | 12475 | PVC Copper Wire 4 Sqmm black | Mtrs | 109.0000 | 21.1200 | 158.001.001.005.004.003.001.010.001.005. | 0.0000 | Material | 0 | 0.0000
671601 | A-1101-3BHK Internal Flat Wiring. | No. | 1.0000 | 1.0000 | 13068 | PVC Copper Wire 4 Sqmm blue | Mtrs | 28.0000 | 10.0000 | 158.001.001.005.004.003.001.010.001.005. | 0.0000 | Material | 0 | 0.0000
671601 | A-1101-3BHK Internal Flat Wiring. | No. | 1.0000 | 1.0000 | 12474 | PVC Copper Wire 4 Sqmm red | Mtrs | 28.0000 | 21.1200 | 158.001.001.005.004.003.001.010.001.005. | 0.0000 | Material | 0 | 0.0000
671601 | A-1101-3BHK Internal Flat Wiring. | No. | 1.0000 | 1.0000 | 13067 | PVC Copper Wire 4 Sqmm yellow | Mtrs | 59.0000 | 10.0000 | 158.001.001.005.004.003.001.010.001.005. | 0.0000 | Material | 0 | 0.0000
671601 | A-1101-3BHK Internal Flat Wiring. | No. | 1.0000 | 1.0000 | 1010 | RG-6 Co-Axial Cable | Mtrs | 17.0000 | 14.3900 | 158.001.001.005.004.003.001.010.001.005. | 0.0000 | Material | 0 | 0.0000
570082 | A-1102-2BHK Internal Electrical work | No. | 1.0000 | 1.0000 | 26454 | 12 Module GI Concealed Box | No. | 2.0000 | 255.0000 | 158.001.001.005.004.003.001.010.002.001. | 255.0000 | Material | 0 | 0.0000
570082 | A-1102-2BHK Internal Electrical work | No. | 1.0000 | 1.0000 | 5245 | 12M Plate (575770) | No. | 2.0000 | 225.8600 | 158.001.001.005.004.003.001.010.002.001. | 0.0000 | Material | 0 | 0.0000
570082 | A-1102-2BHK Internal Electrical work | No. | 1.0000 | 1.0000 | 26448 | 2 Module GI Concealed Box | No. | 9.0000 | 75.0000 | 158.001.001.005.004.003.001.010.002.001. | 75.0000 | Material | 0 | 0.0000
570082 | A-1102-2BHK Internal Electrical work | No. | 1.0000 | 1.0000 | 5250 | 2M Plate (575710) | No. | 9.0000 | 60.4800 | 158.001.001.005.004.003.001.010.002.001. | 0.0000 | Material | 0 | 0.0000
570082 | A-1102-2BHK Internal Electrical work | No. | 1.0000 | 1.0000 | 26449 | 3 Module GI Concealed Box | No. | 11.0000 | 105.0000 | 158.001.001.005.004.003.001.010.002.001. | 105.0000 | Material | 0 | 0.0000
570082 | A-1102-2BHK Internal Electrical work | No. | 1.0000 | 1.0000 | 5249 | 3M Plate (575720) | No. | 11.0000 | 68.9800 | 158.001.001.005.004.003.001.010.002.001. | 0.0000 | Material | 0 | 0.0000
570082 | A-1102-2BHK Internal Electrical work | No. | 1.0000 | 1.0000 | 26450 | 4 Module GI Concealed Box | No. | 3.0000 | 130.0000 | 158.001.001.005.004.003.001.010.002.001. | 130.0000 | Material | 0 | 0.0000
570082 | A-1102-2BHK Internal Electrical work | No. | 1.0000 | 1.0000 | 5248 | 4M Plate (575730) | No. | 3.0000 | 72.7600 | 158.001.001.005.004.003.001.010.002.001. | 0.0000 | Material | 0 | 0.0000
570082 | A-1102-2BHK Internal Electrical work | No. | 1.0000 | 1.0000 | 26451 | 6 Module GI Concealed Box | No. | 7.0000 | 160.0000 | 158.001.001.005.004.003.001.010.002.001. | 160.0000 | Material | 0 | 0.0000
570082 | A-1102-2BHK Internal Electrical work | No. | 1.0000 | 1.0000 | 5247 | 6M Plate (575740) | No. | 7.0000 | 131.3500 | 158.001.001.005.004.003.001.010.002.001. | 0.0000 | Material | 0 | 0.0000
570082 | A-1102-2BHK Internal Electrical work | No. | 1.0000 | 1.0000 | 26452 | 8 Module GI Concealed Box | No. | 4.0000 | 215.0000 | 158.001.001.005.004.003.001.010.002.001. | 215.0000 | Material | 0 | 0.0000
570082 | A-1102-2BHK Internal Electrical work | No. | 1.0000 | 1.0000 | 5246 | 8M Hzl Plate (575750) | No. | 4.0000 | 144.5800 | 158.001.001.005.004.003.001.010.002.001. | 0.0000 | Material | 0 | 0.0000
570091 | A-1102-2BHK Wall Conduting Material 2BHK | No. | 1.0000 | 1.0000 | 8482 | Flexible Pipe 3/4" | Mtrs | 3.0000 | 5.2500 | 158.001.001.005.004.003.001.010.002.002. | 0.0000 | Material | 0 | 0.0000
570091 | A-1102-2BHK Wall Conduting Material 2BHK | No. | 1.0000 | 1.0000 | 501 | Nails 3" | Kgs | 0.5000 | 63.0000 | 158.001.001.005.004.003.001.010.002.002. | 0.0000 | Material | 0 | 0.0000
570091 | A-1102-2BHK Wall Conduting Material 2BHK | No. | 1.0000 | 1.0000 | 3246 | PVC 1 way Junction Box 1" | No. | 4.0000 | 18.2000 | 158.001.001.005.004.003.001.010.002.002. | 0.0000 | Material | 0 | 0.0000
570091 | A-1102-2BHK Wall Conduting Material 2BHK | No. | 1.0000 | 1.0000 | 838 | PVC Conduit Bend 1" | No. | 13.0000 | 6.3500 | 158.001.001.005.004.003.001.010.002.002. | 6.3500 | Material | 0 | 0.0000
570091 | A-1102-2BHK Wall Conduting Material 2BHK | No. | 1.0000 | 1.0000 | 837 | PVC Conduit Pipe 1" mtrs | Mtrs | 90.0000 | 18.6000 | 158.001.001.005.004.003.001.010.002.002. | 18.6000 | Material | 0 | 0.0000
604508 | A-1102-2BHK Internal Flat DB Work | No. | 1.0000 | 1.0000 | 28289 | 10A Single Pole MCB (IH31P0C010) | No. | 4.0000 | 100.0000 | 158.001.001.005.004.003.001.010.002.003. | 100.0000 | Material | 0 | 0.0000
604508 | A-1102-2BHK Internal Flat DB Work | No. | 1.0000 | 1.0000 | 28297 | 20A Single Pole MCB (IH31P0C020) | No. | 8.0000 | 300.0000 | 158.001.001.005.004.003.001.010.002.003. | 300.0000 | Material | 0 | 0.0000
604508 | A-1102-2BHK Internal Flat DB Work | No. | 1.0000 | 1.0000 | 28776 | 4 Way TPN DB with tel. compartment IHETPNYV004 | No. | 1.0000 | 118.0000 | 158.001.001.005.004.003.001.010.002.003. | 100.0000 | Material | 45 | 18.0000 | C+S GST 18% I/P RD
604508 | A-1102-2BHK Internal Flat DB Work | No. | 1.0000 | 1.0000 | 28545 | 40 AMP RCCB 4 Pole 30ma IH3R440030 | No. | 1.0000 | 118.0000 | 158.001.001.005.004.003.001.010.002.003. | 100.0000 | Material | 45 | 18.0000 | C+S GST 18% I/P RD
610560 | A-1102-2BHK Int. Flat Switch Socket Material | No. | 1.0000 | 1.0000 | 5238 | 16A 1way switch w indi.(572063 | No. | 8.0000 | 127.5800 | 158.001.001.005.004.003.001.010.002.004. | 0.0000 | Material | 0 | 0.0000
610560 | A-1102-2BHK Int. Flat Switch Socket Material | No. | 1.0000 | 1.0000 | 8655 | 16A socket (573471) | No. | 10.0000 | 254.0000 | 158.001.001.005.004.003.001.010.002.004. | 254.0000 | Material | 0 | 0.0000
610560 | A-1102-2BHK Int. Flat Switch Socket Material | No. | 1.0000 | 1.0000 | 793 | 6 A Bell Push (573413) | No. | 1.0000 | 22.0500 | 158.001.001.005.004.003.001.010.002.004. | 0.0000 | Material | 0 | 0.0000
610560 | A-1102-2BHK Int. Flat Switch Socket Material | No. | 1.0000 | 1.0000 | 7294 | 6A 2 Way Switch (573402) | No. | 4.0000 | 130.0000 | 158.001.001.005.004.003.001.010.002.004. | 0.0000 | Material | 0 | 0.0000
610560 | A-1102-2BHK Int. Flat Switch Socket Material | No. | 1.0000 | 1.0000 | 28162 | 6A 3Pin Socket (573424) | No. | 25.0000 | 290.0000 | 158.001.001.005.004.003.001.010.002.004. | 290.0000 | Material | 0 | 0.0000
610560 | A-1102-2BHK Int. Flat Switch Socket Material | No. | 1.0000 | 1.0000 | 5240 | 6A One way Switch (573400) | No. | 51.0000 | 72.7600 | 158.001.001.005.004.003.001.010.002.004. | 0.0000 | Material | 0 | 0.0000
610560 | A-1102-2BHK Int. Flat Switch Socket Material | No. | 1.0000 | 1.0000 | 2556 | Angle Holder | No. | 5.0000 | 28.0000 | 158.001.001.005.004.003.001.010.002.004. | 0.0000 | Material | 0 | 0.0000
610560 | A-1102-2BHK Int. Flat Switch Socket Material | No. | 1.0000 | 1.0000 | 5244 | Blank Plate 1m (573449) | No. | 9.0000 | 19.8400 | 158.001.001.005.004.003.001.010.002.004. | 0.0000 | Material | 0 | 0.0000
610560 | A-1102-2BHK Int. Flat Switch Socket Material | No. | 1.0000 | 1.0000 | 1714 | Connector | No. | 4.0000 | 9.0000 | 158.001.001.005.004.003.001.010.002.004. | 0.0000 | Material | 0 | 0.0000
610560 | A-1102-2BHK Int. Flat Switch Socket Material | No. | 1.0000 | 1.0000 | 6758 | Fan Step Reg (573469) | No. | 6.0000 | 432.3400 | 158.001.001.005.004.003.001.010.002.004. | 0.0000 | Material | 0 | 0.0000
610560 | A-1102-2BHK Int. Flat Switch Socket Material | No. | 1.0000 | 1.0000 | 3287 | Round Plate 4" - No. | No. | 38.0000 | 9.0000 | 158.001.001.005.004.003.001.010.002.004. | 0.0000 | Material | 0 | 0.0000
610560 | A-1102-2BHK Int. Flat Switch Socket Material | No. | 1.0000 | 1.0000 | 9555 | Round Plate 6" | No. | 6.0000 | 6.0000 | 158.001.001.005.004.003.001.010.002.004. | 0.0000 | Material | 0 | 0.0000
610560 | A-1102-2BHK Int. Flat Switch Socket Material | No. | 1.0000 | 1.0000 | 6757 | T.V. Socket (573425) | No. | 3.0000 | 83.1600 | 158.001.001.005.004.003.001.010.002.004. | 0.0000 | Material | 0 | 0.0000
610560 | A-1102-2BHK Int. Flat Switch Socket Material | No. | 1.0000 | 1.0000 | 5242 | Tel. Socket 1mod (573426) | No. | 1.0000 | 79.3800 | 158.001.001.005.004.003.001.010.002.004. | 0.0000 | Material | 0 | 0.0000
671602 | A-1102-2BHK Internal Flat Wiring. | No. | 1.0000 | 1.0000 | 23458 | 2 Pair telephone cable | Mtrs | 0.0000 | 50.0000 | 158.001.001.005.004.003.001.010.002.005. | 50.0000 | Material | 0 | 0.0000
671602 | A-1102-2BHK Internal Flat Wiring. | No. | 1.0000 | 1.0000 | 12468 | PVC Copper Wire 1.5 Sqmm black | Mtrs | 123.7750 | 8.8600 | 158.001.001.005.004.003.001.010.002.005. | 8.8600 | Material | 0 | 0.0000
671602 | A-1102-2BHK Internal Flat Wiring. | No. | 1.0000 | 1.0000 | 12530 | PVC Copper Wire 1.5 Sqmm blue | Mtrs | 105.7500 | 8.8600 | 158.001.001.005.004.003.001.010.002.005. | 8.8600 | Material | 0 | 0.0000
671602 | A-1102-2BHK Internal Flat Wiring. | No. | 1.0000 | 1.0000 | 12469 | PVC Copper Wire 1.5 Sqmm green | Mtrs | 78.9800 | 8.8700 | 158.001.001.005.004.003.001.010.002.005. | 0.0000 | Material | 0 | 0.0000
671602 | A-1102-2BHK Internal Flat Wiring. | No. | 1.0000 | 1.0000 | 26439 | PVC Copper Wire 1.5 Sqmm Grey | Mtrs | 0.0000 | 100.0000 | 158.001.001.005.004.003.001.010.002.005. | 100.0000 | Material | 0 | 0.0000
671602 | A-1102-2BHK Internal Flat Wiring. | No. | 1.0000 | 1.0000 | 12466 | PVC Copper Wire 1.5 Sqmm red | Mtrs | 35.5000 | 8.8700 | 158.001.001.005.004.003.001.010.002.005. | 8.8700 | Material | 0 | 0.0000
671602 | A-1102-2BHK Internal Flat Wiring. | No. | 1.0000 | 1.0000 | 12529 | PVC Copper Wire 1.5 Sqmm yellow | Mtrs | 151.3250 | 10.0000 | 158.001.001.005.004.003.001.010.002.005. | 10.0000 | Material | 0 | 0.0000
671602 | A-1102-2BHK Internal Flat Wiring. | No. | 1.0000 | 1.0000 | 12471 | PVC Copper Wire 2.5 Sqmm black | Mtrs | 110.7250 | 14.2800 | 158.001.001.005.004.003.001.010.002.005. | 14.2800 | Material | 0 | 0.0000
671602 | A-1102-2BHK Internal Flat Wiring. | No. | 1.0000 | 1.0000 | 12527 | PVC Copper Wire 2.5 Sqmm blue | Mtrs | 0 | 14.2800 | 158.001.001.005.004.003.001.010.002.005. | 0.0000 | Material | 0 | 0.0000
671602 | A-1102-2BHK Internal Flat Wiring. | No. | 1.0000 | 1.0000 | 12472 | PVC Copper Wire 2.5 Sqmm green | Mtrs | 65.9800 | 14.2800 | 158.001.001.005.004.003.001.010.002.005. | 0.0000 | Material | 0 | 0.0000
671602 | A-1102-2BHK Internal Flat Wiring. | No. | 1.0000 | 1.0000 | 12470 | PVC Copper Wire 2.5 Sqmm red | Mtrs | 75.2500 | 14.2800 | 158.001.001.005.004.003.001.010.002.005. | 0.0000 | Material | 0 | 0.0000
671602 | A-1102-2BHK Internal Flat Wiring. | No. | 1.0000 | 1.0000 | 12528 | PVC Copper Wire 2.5 Sqmm yellow | Mtrs | 0.0000 | 14.2800 | 158.001.001.005.004.003.001.010.002.005. | 14.2800 | Material | 0 | 0.0000
671602 | A-1102-2BHK Internal Flat Wiring. | No. | 1.0000 | 1.0000 | 12475 | PVC Copper Wire 4 Sqmm black | Mtrs | 115.8500 | 21.1200 | 158.001.001.005.004.003.001.010.002.005. | 0.0000 | Material | 0 | 0.0000
671602 | A-1102-2BHK Internal Flat Wiring. | No. | 1.0000 | 1.0000 | 13068 | PVC Copper Wire 4 Sqmm blue | Mtrs | 77.5000 | 10.0000 | 158.001.001.005.004.003.001.010.002.005. | 0.0000 | Material | 0 | 0.0000
671602 | A-1102-2BHK Internal Flat Wiring. | No. | 1.0000 | 1.0000 | 12474 | PVC Copper Wire 4 Sqmm red | Mtrs | 0.0000 | 21.1200 | 158.001.001.005.004.003.001.010.002.005. | 0.0000 | Material | 0 | 0.0000
671602 | A-1102-2BHK Internal Flat Wiring. | No. | 1.0000 | 1.0000 | 13067 | PVC Copper Wire 4 Sqmm yellow | Mtrs | 81.9250 | 10.0000 | 158.001.001.005.004.003.001.010.002.005. | 0.0000 | Material | 0 | 0.0000
671602 | A-1102-2BHK Internal Flat Wiring. | No. | 1.0000 | 1.0000 | 1010 | RG-6 Co-Axial Cable | Mtrs | 0.0000 | 14.3900 | 158.001.001.005.004.003.001.010.002.005. | 0.0000 | Material | 0 | 0.0000
570083 | A-1103-2BHK Internal Electrical work | No. | 1.0000 | 1.0000 | 26454 | 12 Module GI Concealed Box | No. | 2.0000 | 255.0000 | 158.001.001.005.004.003.001.010.003.001. | 255.0000 | Material | 0 | 0.0000
570083 | A-1103-2BHK Internal Electrical work | No. | 1.0000 | 1.0000 | 5245 | 12M Plate (575770) | No. | 2.0000 | 225.8600 | 158.001.001.005.004.003.001.010.003.001. | 0.0000 | Material | 0 | 0.0000
570083 | A-1103-2BHK Internal Electrical work | No. | 1.0000 | 1.0000 | 26448 | 2 Module GI Concealed Box | No. | 9.0000 | 75.0000 | 158.001.001.005.004.003.001.010.003.001. | 75.0000 | Material | 0 | 0.0000
570083 | A-1103-2BHK Internal Electrical work | No. | 1.0000 | 1.0000 | 5250 | 2M Plate (575710) | No. | 9.0000 | 60.4800 | 158.001.001.005.004.003.001.010.003.001. | 0.0000 | Material | 0 | 0.0000
570083 | A-1103-2BHK Internal Electrical work | No. | 1.0000 | 1.0000 | 26449 | 3 Module GI Concealed Box | No. | 11.0000 | 105.0000 | 158.001.001.005.004.003.001.010.003.001. | 105.0000 | Material | 0 | 0.0000
570083 | A-1103-2BHK Internal Electrical work | No. | 1.0000 | 1.0000 | 5249 | 3M Plate (575720) | No. | 11.0000 | 68.9800 | 158.001.001.005.004.003.001.010.003.001. | 0.0000 | Material | 0 | 0.0000
570083 | A-1103-2BHK Internal Electrical work | No. | 1.0000 | 1.0000 | 26450 | 4 Module GI Concealed Box | No. | 3.0000 | 130.0000 | 158.001.001.005.004.003.001.010.003.001. | 130.0000 | Material | 0 | 0.0000
570083 | A-1103-2BHK Internal Electrical work | No. | 1.0000 | 1.0000 | 5248 | 4M Plate (575730) | No. | 3.0000 | 72.7600 | 158.001.001.005.004.003.001.010.003.001. | 0.0000 | Material | 0 | 0.0000
570083 | A-1103-2BHK Internal Electrical work | No. | 1.0000 | 1.0000 | 26451 | 6 Module GI Concealed Box | No. | 7.0000 | 160.0000 | 158.001.001.005.004.003.001.010.003.001. | 160.0000 | Material | 0 | 0.0000
570083 | A-1103-2BHK Internal Electrical work | No. | 1.0000 | 1.0000 | 5247 | 6M Plate (575740) | No. | 7.0000 | 131.3500 | 158.001.001.005.004.003.001.010.003.001. | 0.0000 | Material | 0 | 0.0000
570083 | A-1103-2BHK Internal Electrical work | No. | 1.0000 | 1.0000 | 26452 | 8 Module GI Concealed Box | No. | 4.0000 | 215.0000 | 158.001.001.005.004.003.001.010.003.001. | 215.0000 | Material | 0 | 0.0000
570083 | A-1103-2BHK Internal Electrical work | No. | 1.0000 | 1.0000 | 5246 | 8M Hzl Plate (575750) | No. | 4.0000 | 144.5800 | 158.001.001.005.004.003.001.010.003.001. | 0.0000 | Material | 0 | 0.0000
570092 | A-1103-2BHK Wall Conduting Material 2BHK | No. | 1.0000 | 1.0000 | 8482 | Flexible Pipe 3/4" | Mtrs | 3.0000 | 5.2500 | 158.001.001.005.004.003.001.010.003.002. | 0.0000 | Material | 0 | 0.0000
570092 | A-1103-2BHK Wall Conduting Material 2BHK | No. | 1.0000 | 1.0000 | 501 | Nails 3" | Kgs | 0.5000 | 63.0000 | 158.001.001.005.004.003.001.010.003.002. | 0.0000 | Material | 0 | 0.0000
570092 | A-1103-2BHK Wall Conduting Material 2BHK | No. | 1.0000 | 1.0000 | 3246 | PVC 1 way Junction Box 1" | No. | 4.0000 | 18.2000 | 158.001.001.005.004.003.001.010.003.002. | 0.0000 | Material | 0 | 0.0000
570092 | A-1103-2BHK Wall Conduting Material 2BHK | No. | 1.0000 | 1.0000 | 838 | PVC Conduit Bend 1" | No. | 13.0000 | 6.3500 | 158.001.001.005.004.003.001.010.003.002. | 6.3500 | Material | 0 | 0.0000
570092 | A-1103-2BHK Wall Conduting Material 2BHK | No. | 1.0000 | 1.0000 | 837 | PVC Conduit Pipe 1" mtrs | Mtrs | 90.0000 | 18.6000 | 158.001.001.005.004.003.001.010.003.002. | 18.6000 | Material | 0 | 0.0000
604509 | A-1103-2BHK Internal Flat DB Work | No. | 1.0000 | 1.0000 | 28289 | 10A Single Pole MCB (IH31P0C010) | No. | 4.0000 | 100.0000 | 158.001.001.005.004.003.001.010.003.003. | 100.0000 | Material | 0 | 0.0000
604509 | A-1103-2BHK Internal Flat DB Work | No. | 1.0000 | 1.0000 | 28297 | 20A Single Pole MCB (IH31P0C020) | No. | 8.0000 | 300.0000 | 158.001.001.005.004.003.001.010.003.003. | 300.0000 | Material | 0 | 0.0000
604509 | A-1103-2BHK Internal Flat DB Work | No. | 1.0000 | 1.0000 | 28776 | 4 Way TPN DB with tel. compartment IHETPNYV004 | No. | 1.0000 | 118.0000 | 158.001.001.005.004.003.001.010.003.003. | 100.0000 | Material | 45 | 18.0000 | C+S GST 18% I/P RD
604509 | A-1103-2BHK Internal Flat DB Work | No. | 1.0000 | 1.0000 | 28545 | 40 AMP RCCB 4 Pole 30ma IH3R440030 | No. | 1.0000 | 118.0000 | 158.001.001.005.004.003.001.010.003.003. | 100.0000 | Material | 45 | 18.0000 | C+S GST 18% I/P RD
610561 | A-1103-2BHK Int. Flat Switch Socket Material | No. | 1.0000 | 1.0000 | 5238 | 16A 1way switch w indi.(572063 | No. | 8.0000 | 127.5800 | 158.001.001.005.004.003.001.010.003.004. | 0.0000 | Material | 0 | 0.0000
610561 | A-1103-2BHK Int. Flat Switch Socket Material | No. | 1.0000 | 1.0000 | 8655 | 16A socket (573471) | No. | 10.0000 | 254.0000 | 158.001.001.005.004.003.001.010.003.004. | 254.0000 | Material | 0 | 0.0000
610561 | A-1103-2BHK Int. Flat Switch Socket Material | No. | 1.0000 | 1.0000 | 793 | 6 A Bell Push (573413) | No. | 1.0000 | 22.0500 | 158.001.001.005.004.003.001.010.003.004. | 0.0000 | Material | 0 | 0.0000
610561 | A-1103-2BHK Int. Flat Switch Socket Material | No. | 1.0000 | 1.0000 | 7294 | 6A 2 Way Switch (573402) | No. | 4.0000 | 130.0000 | 158.001.001.005.004.003.001.010.003.004. | 0.0000 | Material | 0 | 0.0000
610561 | A-1103-2BHK Int. Flat Switch Socket Material | No. | 1.0000 | 1.0000 | 28162 | 6A 3Pin Socket (573424) | No. | 25.0000 | 290.0000 | 158.001.001.005.004.003.001.010.003.004. | 290.0000 | Material | 0 | 0.0000
610561 | A-1103-2BHK Int. Flat Switch Socket Material | No. | 1.0000 | 1.0000 | 5240 | 6A One way Switch (573400) | No. | 51.0000 | 72.7600 | 158.001.001.005.004.003.001.010.003.004. | 0.0000 | Material | 0 | 0.0000
610561 | A-1103-2BHK Int. Flat Switch Socket Material | No. | 1.0000 | 1.0000 | 2556 | Angle Holder | No. | 5.0000 | 28.0000 | 158.001.001.005.004.003.001.010.003.004. | 0.0000 | Material | 0 | 0.0000
610561 | A-1103-2BHK Int. Flat Switch Socket Material | No. | 1.0000 | 1.0000 | 5244 | Blank Plate 1m (573449) | No. | 9.0000 | 19.8400 | 158.001.001.005.004.003.001.010.003.004. | 0.0000 | Material | 0 | 0.0000
610561 | A-1103-2BHK Int. Flat Switch Socket Material | No. | 1.0000 | 1.0000 | 1714 | Connector | No. | 4.0000 | 9.0000 | 158.001.001.005.004.003.001.010.003.004. | 0.0000 | Material | 0 | 0.0000
610561 | A-1103-2BHK Int. Flat Switch Socket Material | No. | 1.0000 | 1.0000 | 6758 | Fan Step Reg (573469) | No. | 6.0000 | 432.3400 | 158.001.001.005.004.003.001.010.003.004. | 0.0000 | Material | 0 | 0.0000
610561 | A-1103-2BHK Int. Flat Switch Socket Material | No. | 1.0000 | 1.0000 | 3287 | Round Plate 4" - No. | No. | 38.0000 | 9.0000 | 158.001.001.005.004.003.001.010.003.004. | 0.0000 | Material | 0 | 0.0000
610561 | A-1103-2BHK Int. Flat Switch Socket Material | No. | 1.0000 | 1.0000 | 9555 | Round Plate 6" | No. | 6.0000 | 6.0000 | 158.001.001.005.004.003.001.010.003.004. | 0.0000 | Material | 0 | 0.0000
610561 | A-1103-2BHK Int. Flat Switch Socket Material | No. | 1.0000 | 1.0000 | 6757 | T.V. Socket (573425) | No. | 3.0000 | 83.1600 | 158.001.001.005.004.003.001.010.003.004. | 0.0000 | Material | 0 | 0.0000
610561 | A-1103-2BHK Int. Flat Switch Socket Material | No. | 1.0000 | 1.0000 | 5242 | Tel. Socket 1mod (573426) | No. | 1.0000 | 79.3800 | 158.001.001.005.004.003.001.010.003.004. | 0.0000 | Material | 0 | 0.0000
671603 | A-1103-2BHK Internal Flat Wiring. | No. | 1.0000 | 1.0000 | 23458 | 2 Pair telephone cable | Mtrs | 0.0000 | 50.0000 | 158.001.001.005.004.003.001.010.003.005. | 50.0000 | Material | 0 | 0.0000
671603 | A-1103-2BHK Internal Flat Wiring. | No. | 1.0000 | 1.0000 | 12468 | PVC Copper Wire 1.5 Sqmm black | Mtrs | 123.7750 | 8.8600 | 158.001.001.005.004.003.001.010.003.005. | 8.8600 | Material | 0 | 0.0000
671603 | A-1103-2BHK Internal Flat Wiring. | No. | 1.0000 | 1.0000 | 12530 | PVC Copper Wire 1.5 Sqmm blue | Mtrs | 105.7500 | 8.8600 | 158.001.001.005.004.003.001.010.003.005. | 8.8600 | Material | 0 | 0.0000
671603 | A-1103-2BHK Internal Flat Wiring. | No. | 1.0000 | 1.0000 | 12469 | PVC Copper Wire 1.5 Sqmm green | Mtrs | 78.9800 | 8.8700 | 158.001.001.005.004.003.001.010.003.005. | 0.0000 | Material | 0 | 0.0000
671603 | A-1103-2BHK Internal Flat Wiring. | No. | 1.0000 | 1.0000 | 26439 | PVC Copper Wire 1.5 Sqmm Grey | Mtrs | 0.0000 | 100.0000 | 158.001.001.005.004.003.001.010.003.005. | 100.0000 | Material | 0 | 0.0000
671603 | A-1103-2BHK Internal Flat Wiring. | No. | 1.0000 | 1.0000 | 12466 | PVC Copper Wire 1.5 Sqmm red | Mtrs | 35.5000 | 8.8700 | 158.001.001.005.004.003.001.010.003.005. | 8.8700 | Material | 0 | 0.0000
671603 | A-1103-2BHK Internal Flat Wiring. | No. | 1.0000 | 1.0000 | 12529 | PVC Copper Wire 1.5 Sqmm yellow | Mtrs | 151.3250 | 10.0000 | 158.001.001.005.004.003.001.010.003.005. | 10.0000 | Material | 0 | 0.0000
671603 | A-1103-2BHK Internal Flat Wiring. | No. | 1.0000 | 1.0000 | 12471 | PVC Copper Wire 2.5 Sqmm black | Mtrs | 110.7250 | 14.2800 | 158.001.001.005.004.003.001.010.003.005. | 14.2800 | Material | 0 | 0.0000
671603 | A-1103-2BHK Internal Flat Wiring. | No. | 1.0000 | 1.0000 | 12527 | PVC Copper Wire 2.5 Sqmm blue | Mtrs | 0 | 14.2800 | 158.001.001.005.004.003.001.010.003.005. | 0.0000 | Material | 0 | 0.0000
671603 | A-1103-2BHK Internal Flat Wiring. | No. | 1.0000 | 1.0000 | 12472 | PVC Copper Wire 2.5 Sqmm green | Mtrs | 65.9800 | 14.2800 | 158.001.001.005.004.003.001.010.003.005. | 0.0000 | Material | 0 | 0.0000
671603 | A-1103-2BHK Internal Flat Wiring. | No. | 1.0000 | 1.0000 | 12470 | PVC Copper Wire 2.5 Sqmm red | Mtrs | 75.2500 | 14.2800 | 158.001.001.005.004.003.001.010.003.005. | 0.0000 | Material | 0 | 0.0000
671603 | A-1103-2BHK Internal Flat Wiring. | No. | 1.0000 | 1.0000 | 12528 | PVC Copper Wire 2.5 Sqmm yellow | Mtrs | 0.0000 | 14.2800 | 158.001.001.005.004.003.001.010.003.005. | 14.2800 | Material | 0 | 0.0000
671603 | A-1103-2BHK Internal Flat Wiring. | No. | 1.0000 | 1.0000 | 12475 | PVC Copper Wire 4 Sqmm black | Mtrs | 115.8500 | 21.1200 | 158.001.001.005.004.003.001.010.003.005. | 0.0000 | Material | 0 | 0.0000
671603 | A-1103-2BHK Internal Flat Wiring. | No. | 1.0000 | 1.0000 | 13068 | PVC Copper Wire 4 Sqmm blue | Mtrs | 77.5000 | 10.0000 | 158.001.001.005.004.003.001.010.003.005. | 0.0000 | Material | 0 | 0.0000
671603 | A-1103-2BHK Internal Flat Wiring. | No. | 1.0000 | 1.0000 | 12474 | PVC Copper Wire 4 Sqmm red | Mtrs | 0.0000 | 21.1200 | 158.001.001.005.004.003.001.010.003.005. | 0.0000 | Material | 0 | 0.0000
671603 | A-1103-2BHK Internal Flat Wiring. | No. | 1.0000 | 1.0000 | 13067 | PVC Copper Wire 4 Sqmm yellow | Mtrs | 81.9250 | 10.0000 | 158.001.001.005.004.003.001.010.003.005. | 0.0000 | Material | 0 | 0.0000
671603 | A-1103-2BHK Internal Flat Wiring. | No. | 1.0000 | 1.0000 | 1010 | RG-6 Co-Axial Cable | Mtrs | 0.0000 | 14.3900 | 158.001.001.005.004.003.001.010.003.005. | 0.0000 | Material | 0 | 0.0000
570084 | A-1104-2BHK Internal Electrical work | No. | 1.0000 | 1.0000 | 26454 | 12 Module GI Concealed Box | No. | 2.0000 | 255.0000 | 158.001.001.005.004.003.001.010.004.001. | 255.0000 | Material | 0 | 0.0000
570084 | A-1104-2BHK Internal Electrical work | No. | 1.0000 | 1.0000 | 5245 | 12M Plate (575770) | No. | 2.0000 | 225.8600 | 158.001.001.005.004.003.001.010.004.001. | 0.0000 | Material | 0 | 0.0000
570084 | A-1104-2BHK Internal Electrical work | No. | 1.0000 | 1.0000 | 26448 | 2 Module GI Concealed Box | No. | 9.0000 | 75.0000 | 158.001.001.005.004.003.001.010.004.001. | 75.0000 | Material | 0 | 0.0000
570084 | A-1104-2BHK Internal Electrical work | No. | 1.0000 | 1.0000 | 5250 | 2M Plate (575710) | No. | 9.0000 | 60.4800 | 158.001.001.005.004.003.001.010.004.001. | 0.0000 | Material | 0 | 0.0000
570084 | A-1104-2BHK Internal Electrical work | No. | 1.0000 | 1.0000 | 26449 | 3 Module GI Concealed Box | No. | 11.0000 | 105.0000 | 158.001.001.005.004.003.001.010.004.001. | 105.0000 | Material | 0 | 0.0000
570084 | A-1104-2BHK Internal Electrical work | No. | 1.0000 | 1.0000 | 5249 | 3M Plate (575720) | No. | 11.0000 | 68.9800 | 158.001.001.005.004.003.001.010.004.001. | 0.0000 | Material | 0 | 0.0000
570084 | A-1104-2BHK Internal Electrical work | No. | 1.0000 | 1.0000 | 26450 | 4 Module GI Concealed Box | No. | 3.0000 | 130.0000 | 158.001.001.005.004.003.001.010.004.001. | 130.0000 | Material | 0 | 0.0000
570084 | A-1104-2BHK Internal Electrical work | No. | 1.0000 | 1.0000 | 5248 | 4M Plate (575730) | No. | 3.0000 | 72.7600 | 158.001.001.005.004.003.001.010.004.001. | 0.0000 | Material | 0 | 0.0000
570084 | A-1104-2BHK Internal Electrical work | No. | 1.0000 | 1.0000 | 26451 | 6 Module GI Concealed Box | No. | 7.0000 | 160.0000 | 158.001.001.005.004.003.001.010.004.001. | 160.0000 | Material | 0 | 0.0000
570084 | A-1104-2BHK Internal Electrical work | No. | 1.0000 | 1.0000 | 5247 | 6M Plate (575740) | No. | 7.0000 | 131.3500 | 158.001.001.005.004.003.001.010.004.001. | 0.0000 | Material | 0 | 0.0000
570084 | A-1104-2BHK Internal Electrical work | No. | 1.0000 | 1.0000 | 26452 | 8 Module GI Concealed Box | No. | 4.0000 | 215.0000 | 158.001.001.005.004.003.001.010.004.001. | 215.0000 | Material | 0 | 0.0000
570084 | A-1104-2BHK Internal Electrical work | No. | 1.0000 | 1.0000 | 5246 | 8M Hzl Plate (575750) | No. | 4.0000 | 144.5800 | 158.001.001.005.004.003.001.010.004.001. | 0.0000 | Material | 0 | 0.0000
570093 | A-1104-2BHK Wall Conduting Material 2BHK | No. | 1.0000 | 1.0000 | 8482 | Flexible Pipe 3/4" | Mtrs | 3.0000 | 5.2500 | 158.001.001.005.004.003.001.010.004.002. | 0.0000 | Material | 0 | 0.0000
570093 | A-1104-2BHK Wall Conduting Material 2BHK | No. | 1.0000 | 1.0000 | 501 | Nails 3" | Kgs | 0.5000 | 63.0000 | 158.001.001.005.004.003.001.010.004.002. | 0.0000 | Material | 0 | 0.0000
570093 | A-1104-2BHK Wall Conduting Material 2BHK | No. | 1.0000 | 1.0000 | 3246 | PVC 1 way Junction Box 1" | No. | 4.0000 | 18.2000 | 158.001.001.005.004.003.001.010.004.002. | 0.0000 | Material | 0 | 0.0000
570093 | A-1104-2BHK Wall Conduting Material 2BHK | No. | 1.0000 | 1.0000 | 838 | PVC Conduit Bend 1" | No. | 13.0000 | 6.3500 | 158.001.001.005.004.003.001.010.004.002. | 6.3500 | Material | 0 | 0.0000
570093 | A-1104-2BHK Wall Conduting Material 2BHK | No. | 1.0000 | 1.0000 | 837 | PVC Conduit Pipe 1" mtrs | Mtrs | 90.0000 | 18.6000 | 158.001.001.005.004.003.001.010.004.002. | 18.6000 | Material | 0 | 0.0000
604510 | A-1104-2BHK Internal Flat DB Work | No. | 1.0000 | 1.0000 | 28289 | 10A Single Pole MCB (IH31P0C010) | No. | 4.0000 | 100.0000 | 158.001.001.005.004.003.001.010.004.003. | 100.0000 | Material | 0 | 0.0000
604510 | A-1104-2BHK Internal Flat DB Work | No. | 1.0000 | 1.0000 | 28297 | 20A Single Pole MCB (IH31P0C020) | No. | 8.0000 | 300.0000 | 158.001.001.005.004.003.001.010.004.003. | 300.0000 | Material | 0 | 0.0000
604510 | A-1104-2BHK Internal Flat DB Work | No. | 1.0000 | 1.0000 | 28776 | 4 Way TPN DB with tel. compartment IHETPNYV004 | No. | 1.0000 | 118.0000 | 158.001.001.005.004.003.001.010.004.003. | 100.0000 | Material | 45 | 18.0000 | C+S GST 18% I/P RD
604510 | A-1104-2BHK Internal Flat DB Work | No. | 1.0000 | 1.0000 | 28545 | 40 AMP RCCB 4 Pole 30ma IH3R440030 | No. | 1.0000 | 118.0000 | 158.001.001.005.004.003.001.010.004.003. | 100.0000 | Material | 45 | 18.0000 | C+S GST 18% I/P RD
610562 | A-1104-2BHK Int. Flat Switch Socket Material | No. | 1.0000 | 1.0000 | 5238 | 16A 1way switch w indi.(572063 | No. | 8.0000 | 127.5800 | 158.001.001.005.004.003.001.010.004.004. | 0.0000 | Material | 0 | 0.0000
610562 | A-1104-2BHK Int. Flat Switch Socket Material | No. | 1.0000 | 1.0000 | 8655 | 16A socket (573471) | No. | 10.0000 | 254.0000 | 158.001.001.005.004.003.001.010.004.004. | 254.0000 | Material | 0 | 0.0000
610562 | A-1104-2BHK Int. Flat Switch Socket Material | No. | 1.0000 | 1.0000 | 793 | 6 A Bell Push (573413) | No. | 1.0000 | 22.0500 | 158.001.001.005.004.003.001.010.004.004. | 0.0000 | Material | 0 | 0.0000
610562 | A-1104-2BHK Int. Flat Switch Socket Material | No. | 1.0000 | 1.0000 | 7294 | 6A 2 Way Switch (573402) | No. | 4.0000 | 130.0000 | 158.001.001.005.004.003.001.010.004.004. | 0.0000 | Material | 0 | 0.0000
610562 | A-1104-2BHK Int. Flat Switch Socket Material | No. | 1.0000 | 1.0000 | 28162 | 6A 3Pin Socket (573424) | No. | 25.0000 | 290.0000 | 158.001.001.005.004.003.001.010.004.004. | 290.0000 | Material | 0 | 0.0000
610562 | A-1104-2BHK Int. Flat Switch Socket Material | No. | 1.0000 | 1.0000 | 5240 | 6A One way Switch (573400) | No. | 51.0000 | 72.7600 | 158.001.001.005.004.003.001.010.004.004. | 0.0000 | Material | 0 | 0.0000
610562 | A-1104-2BHK Int. Flat Switch Socket Material | No. | 1.0000 | 1.0000 | 2556 | Angle Holder | No. | 5.0000 | 28.0000 | 158.001.001.005.004.003.001.010.004.004. | 0.0000 | Material | 0 | 0.0000
610562 | A-1104-2BHK Int. Flat Switch Socket Material | No. | 1.0000 | 1.0000 | 5244 | Blank Plate 1m (573449) | No. | 9.0000 | 19.8400 | 158.001.001.005.004.003.001.010.004.004. | 0.0000 | Material | 0 | 0.0000
610562 | A-1104-2BHK Int. Flat Switch Socket Material | No. | 1.0000 | 1.0000 | 1714 | Connector | No. | 4.0000 | 9.0000 | 158.001.001.005.004.003.001.010.004.004. | 0.0000 | Material | 0 | 0.0000
610562 | A-1104-2BHK Int. Flat Switch Socket Material | No. | 1.0000 | 1.0000 | 6758 | Fan Step Reg (573469) | No. | 6.0000 | 432.3400 | 158.001.001.005.004.003.001.010.004.004. | 0.0000 | Material | 0 | 0.0000
610562 | A-1104-2BHK Int. Flat Switch Socket Material | No. | 1.0000 | 1.0000 | 3287 | Round Plate 4" - No. | No. | 38.0000 | 9.0000 | 158.001.001.005.004.003.001.010.004.004. | 0.0000 | Material | 0 | 0.0000
610562 | A-1104-2BHK Int. Flat Switch Socket Material | No. | 1.0000 | 1.0000 | 9555 | Round Plate 6" | No. | 6.0000 | 6.0000 | 158.001.001.005.004.003.001.010.004.004. | 0.0000 | Material | 0 | 0.0000
610562 | A-1104-2BHK Int. Flat Switch Socket Material | No. | 1.0000 | 1.0000 | 6757 | T.V. Socket (573425) | No. | 3.0000 | 83.1600 | 158.001.001.005.004.003.001.010.004.004. | 0.0000 | Material | 0 | 0.0000
610562 | A-1104-2BHK Int. Flat Switch Socket Material | No. | 1.0000 | 1.0000 | 5242 | Tel. Socket 1mod (573426) | No. | 1.0000 | 79.3800 | 158.001.001.005.004.003.001.010.004.004. | 0.0000 | Material | 0 | 0.0000
671604 | A-1104-2BHK Internal Flat Wiring. | No. | 1.0000 | 1.0000 | 23458 | 2 Pair telephone cable | Mtrs | 0.0000 | 50.0000 | 158.001.001.005.004.003.001.010.004.005. | 50.0000 | Material | 0 | 0.0000
671604 | A-1104-2BHK Internal Flat Wiring. | No. | 1.0000 | 1.0000 | 12468 | PVC Copper Wire 1.5 Sqmm black | Mtrs | 123.7750 | 8.8600 | 158.001.001.005.004.003.001.010.004.005. | 8.8600 | Material | 0 | 0.0000
671604 | A-1104-2BHK Internal Flat Wiring. | No. | 1.0000 | 1.0000 | 12530 | PVC Copper Wire 1.5 Sqmm blue | Mtrs | 105.7500 | 8.8600 | 158.001.001.005.004.003.001.010.004.005. | 8.8600 | Material | 0 | 0.0000
671604 | A-1104-2BHK Internal Flat Wiring. | No. | 1.0000 | 1.0000 | 12469 | PVC Copper Wire 1.5 Sqmm green | Mtrs | 78.9800 | 8.8700 | 158.001.001.005.004.003.001.010.004.005. | 0.0000 | Material | 0 | 0.0000
671604 | A-1104-2BHK Internal Flat Wiring. | No. | 1.0000 | 1.0000 | 26439 | PVC Copper Wire 1.5 Sqmm Grey | Mtrs | 0.0000 | 100.0000 | 158.001.001.005.004.003.001.010.004.005. | 100.0000 | Material | 0 | 0.0000
671604 | A-1104-2BHK Internal Flat Wiring. | No. | 1.0000 | 1.0000 | 12466 | PVC Copper Wire 1.5 Sqmm red | Mtrs | 35.5000 | 8.8700 | 158.001.001.005.004.003.001.010.004.005. | 8.8700 | Material | 0 | 0.0000
671604 | A-1104-2BHK Internal Flat Wiring. | No. | 1.0000 | 1.0000 | 12529 | PVC Copper Wire 1.5 Sqmm yellow | Mtrs | 151.3250 | 10.0000 | 158.001.001.005.004.003.001.010.004.005. | 10.0000 | Material | 0 | 0.0000
671604 | A-1104-2BHK Internal Flat Wiring. | No. | 1.0000 | 1.0000 | 12471 | PVC Copper Wire 2.5 Sqmm black | Mtrs | 110.7250 | 14.2800 | 158.001.001.005.004.003.001.010.004.005. | 14.2800 | Material | 0 | 0.0000
671604 | A-1104-2BHK Internal Flat Wiring. | No. | 1.0000 | 1.0000 | 12527 | PVC Copper Wire 2.5 Sqmm blue | Mtrs | 0 | 14.2800 | 158.001.001.005.004.003.001.010.004.005. | 0.0000 | Material | 0 | 0.0000
671604 | A-1104-2BHK Internal Flat Wiring. | No. | 1.0000 | 1.0000 | 12472 | PVC Copper Wire 2.5 Sqmm green | Mtrs | 65.9800 | 14.2800 | 158.001.001.005.004.003.001.010.004.005. | 0.0000 | Material | 0 | 0.0000
671604 | A-1104-2BHK Internal Flat Wiring. | No. | 1.0000 | 1.0000 | 12470 | PVC Copper Wire 2.5 Sqmm red | Mtrs | 75.2500 | 14.2800 | 158.001.001.005.004.003.001.010.004.005. | 0.0000 | Material | 0 | 0.0000
671604 | A-1104-2BHK Internal Flat Wiring. | No. | 1.0000 | 1.0000 | 12528 | PVC Copper Wire 2.5 Sqmm yellow | Mtrs | 0.0000 | 14.2800 | 158.001.001.005.004.003.001.010.004.005. | 14.2800 | Material | 0 | 0.0000
671604 | A-1104-2BHK Internal Flat Wiring. | No. | 1.0000 | 1.0000 | 12475 | PVC Copper Wire 4 Sqmm black | Mtrs | 115.8500 | 21.1200 | 158.001.001.005.004.003.001.010.004.005. | 0.0000 | Material | 0 | 0.0000
671604 | A-1104-2BHK Internal Flat Wiring. | No. | 1.0000 | 1.0000 | 13068 | PVC Copper Wire 4 Sqmm blue | Mtrs | 77.5000 | 10.0000 | 158.001.001.005.004.003.001.010.004.005. | 0.0000 | Material | 0 | 0.0000
671604 | A-1104-2BHK Internal Flat Wiring. | No. | 1.0000 | 1.0000 | 12474 | PVC Copper Wire 4 Sqmm red | Mtrs | 0.0000 | 21.1200 | 158.001.001.005.004.003.001.010.004.005. | 0.0000 | Material | 0 | 0.0000
671604 | A-1104-2BHK Internal Flat Wiring. | No. | 1.0000 | 1.0000 | 13067 | PVC Copper Wire 4 Sqmm yellow | Mtrs | 81.9250 | 10.0000 | 158.001.001.005.004.003.001.010.004.005. | 0.0000 | Material | 0 | 0.0000
671604 | A-1104-2BHK Internal Flat Wiring. | No. | 1.0000 | 1.0000 | 1010 | RG-6 Co-Axial Cable | Mtrs | 0.0000 | 14.3900 | 158.001.001.005.004.003.001.010.004.005. | 0.0000 | Material | 0 | 0.0000
570085 | A-1105-2BHK Internal Electrical work | No. | 1.0000 | 1.0000 | 26454 | 12 Module GI Concealed Box | No. | 2.0000 | 255.0000 | 158.001.001.005.004.003.001.010.005.001. | 255.0000 | Material | 0 | 0.0000
570085 | A-1105-2BHK Internal Electrical work | No. | 1.0000 | 1.0000 | 5245 | 12M Plate (575770) | No. | 2.0000 | 225.8600 | 158.001.001.005.004.003.001.010.005.001. | 0.0000 | Material | 0 | 0.0000
570085 | A-1105-2BHK Internal Electrical work | No. | 1.0000 | 1.0000 | 26448 | 2 Module GI Concealed Box | No. | 9.0000 | 75.0000 | 158.001.001.005.004.003.001.010.005.001. | 75.0000 | Material | 0 | 0.0000
570085 | A-1105-2BHK Internal Electrical work | No. | 1.0000 | 1.0000 | 5250 | 2M Plate (575710) | No. | 9.0000 | 60.4800 | 158.001.001.005.004.003.001.010.005.001. | 0.0000 | Material | 0 | 0.0000
570085 | A-1105-2BHK Internal Electrical work | No. | 1.0000 | 1.0000 | 26449 | 3 Module GI Concealed Box | No. | 11.0000 | 105.0000 | 158.001.001.005.004.003.001.010.005.001. | 105.0000 | Material | 0 | 0.0000
570085 | A-1105-2BHK Internal Electrical work | No. | 1.0000 | 1.0000 | 5249 | 3M Plate (575720) | No. | 11.0000 | 68.9800 | 158.001.001.005.004.003.001.010.005.001. | 0.0000 | Material | 0 | 0.0000
570085 | A-1105-2BHK Internal Electrical work | No. | 1.0000 | 1.0000 | 26450 | 4 Module GI Concealed Box | No. | 3.0000 | 130.0000 | 158.001.001.005.004.003.001.010.005.001. | 130.0000 | Material | 0 | 0.0000
570085 | A-1105-2BHK Internal Electrical work | No. | 1.0000 | 1.0000 | 5248 | 4M Plate (575730) | No. | 3.0000 | 72.7600 | 158.001.001.005.004.003.001.010.005.001. | 0.0000 | Material | 0 | 0.0000
570085 | A-1105-2BHK Internal Electrical work | No. | 1.0000 | 1.0000 | 26451 | 6 Module GI Concealed Box | No. | 7.0000 | 160.0000 | 158.001.001.005.004.003.001.010.005.001. | 160.0000 | Material | 0 | 0.0000
570085 | A-1105-2BHK Internal Electrical work | No. | 1.0000 | 1.0000 | 5247 | 6M Plate (575740) | No. | 7.0000 | 131.3500 | 158.001.001.005.004.003.001.010.005.001. | 0.0000 | Material | 0 | 0.0000
570085 | A-1105-2BHK Internal Electrical work | No. | 1.0000 | 1.0000 | 26452 | 8 Module GI Concealed Box | No. | 4.0000 | 215.0000 | 158.001.001.005.004.003.001.010.005.001. | 215.0000 | Material | 0 | 0.0000
570085 | A-1105-2BHK Internal Electrical work | No. | 1.0000 | 1.0000 | 5246 | 8M Hzl Plate (575750) | No. | 4.0000 | 144.5800 | 158.001.001.005.004.003.001.010.005.001. | 0.0000 | Material | 0 | 0.0000
570094 | A-1105-2BHK Wall Conduting Material 2BHK | No. | 1.0000 | 1.0000 | 8482 | Flexible Pipe 3/4" | Mtrs | 3.0000 | 5.2500 | 158.001.001.005.004.003.001.010.005.002. | 0.0000 | Material | 0 | 0.0000
570094 | A-1105-2BHK Wall Conduting Material 2BHK | No. | 1.0000 | 1.0000 | 501 | Nails 3" | Kgs | 0.5000 | 63.0000 | 158.001.001.005.004.003.001.010.005.002. | 0.0000 | Material | 0 | 0.0000
570094 | A-1105-2BHK Wall Conduting Material 2BHK | No. | 1.0000 | 1.0000 | 3246 | PVC 1 way Junction Box 1" | No. | 4.0000 | 18.2000 | 158.001.001.005.004.003.001.010.005.002. | 0.0000 | Material | 0 | 0.0000
570094 | A-1105-2BHK Wall Conduting Material 2BHK | No. | 1.0000 | 1.0000 | 838 | PVC Conduit Bend 1" | No. | 13.0000 | 6.3500 | 158.001.001.005.004.003.001.010.005.002. | 6.3500 | Material | 0 | 0.0000
570094 | A-1105-2BHK Wall Conduting Material 2BHK | No. | 1.0000 | 1.0000 | 837 | PVC Conduit Pipe 1" mtrs | Mtrs | 90.0000 | 18.6000 | 158.001.001.005.004.003.001.010.005.002. | 18.6000 | Material | 0 | 0.0000
604511 | A-1105-2BHK Internal Flat DB Work | No. | 1.0000 | 1.0000 | 28289 | 10A Single Pole MCB (IH31P0C010) | No. | 4.0000 | 100.0000 | 158.001.001.005.004.003.001.010.005.003. | 100.0000 | Material | 0 | 0.0000
604511 | A-1105-2BHK Internal Flat DB Work | No. | 1.0000 | 1.0000 | 28297 | 20A Single Pole MCB (IH31P0C020) | No. | 8.0000 | 300.0000 | 158.001.001.005.004.003.001.010.005.003. | 300.0000 | Material | 0 | 0.0000
604511 | A-1105-2BHK Internal Flat DB Work | No. | 1.0000 | 1.0000 | 28776 | 4 Way TPN DB with tel. compartment IHETPNYV004 | No. | 1.0000 | 118.0000 | 158.001.001.005.004.003.001.010.005.003. | 100.0000 | Material | 45 | 18.0000 | C+S GST 18% I/P RD
604511 | A-1105-2BHK Internal Flat DB Work | No. | 1.0000 | 1.0000 | 28545 | 40 AMP RCCB 4 Pole 30ma IH3R440030 | No. | 1.0000 | 118.0000 | 158.001.001.005.004.003.001.010.005.003. | 100.0000 | Material | 45 | 18.0000 | C+S GST 18% I/P RD
610563 | A-1105-2BHK Int. Flat Switch Socket Material | No. | 1.0000 | 1.0000 | 5238 | 16A 1way switch w indi.(572063 | No. | 8.0000 | 127.5800 | 158.001.001.005.004.003.001.010.005.004. | 0.0000 | Material | 0 | 0.0000
610563 | A-1105-2BHK Int. Flat Switch Socket Material | No. | 1.0000 | 1.0000 | 8655 | 16A socket (573471) | No. | 10.0000 | 254.0000 | 158.001.001.005.004.003.001.010.005.004. | 254.0000 | Material | 0 | 0.0000
610563 | A-1105-2BHK Int. Flat Switch Socket Material | No. | 1.0000 | 1.0000 | 793 | 6 A Bell Push (573413) | No. | 1.0000 | 22.0500 | 158.001.001.005.004.003.001.010.005.004. | 0.0000 | Material | 0 | 0.0000
610563 | A-1105-2BHK Int. Flat Switch Socket Material | No. | 1.0000 | 1.0000 | 7294 | 6A 2 Way Switch (573402) | No. | 4.0000 | 130.0000 | 158.001.001.005.004.003.001.010.005.004. | 0.0000 | Material | 0 | 0.0000
610563 | A-1105-2BHK Int. Flat Switch Socket Material | No. | 1.0000 | 1.0000 | 28162 | 6A 3Pin Socket (573424) | No. | 25.0000 | 290.0000 | 158.001.001.005.004.003.001.010.005.004. | 290.0000 | Material | 0 | 0.0000
610563 | A-1105-2BHK Int. Flat Switch Socket Material | No. | 1.0000 | 1.0000 | 5240 | 6A One way Switch (573400) | No. | 51.0000 | 72.7600 | 158.001.001.005.004.003.001.010.005.004. | 0.0000 | Material | 0 | 0.0000
610563 | A-1105-2BHK Int. Flat Switch Socket Material | No. | 1.0000 | 1.0000 | 2556 | Angle Holder | No. | 5.0000 | 28.0000 | 158.001.001.005.004.003.001.010.005.004. | 0.0000 | Material | 0 | 0.0000
610563 | A-1105-2BHK Int. Flat Switch Socket Material | No. | 1.0000 | 1.0000 | 5244 | Blank Plate 1m (573449) | No. | 9.0000 | 19.8400 | 158.001.001.005.004.003.001.010.005.004. | 0.0000 | Material | 0 | 0.0000
610563 | A-1105-2BHK Int. Flat Switch Socket Material | No. | 1.0000 | 1.0000 | 1714 | Connector | No. | 4.0000 | 9.0000 | 158.001.001.005.004.003.001.010.005.004. | 0.0000 | Material | 0 | 0.0000
610563 | A-1105-2BHK Int. Flat Switch Socket Material | No. | 1.0000 | 1.0000 | 6758 | Fan Step Reg (573469) | No. | 6.0000 | 432.3400 | 158.001.001.005.004.003.001.010.005.004. | 0.0000 | Material | 0 | 0.0000
610563 | A-1105-2BHK Int. Flat Switch Socket Material | No. | 1.0000 | 1.0000 | 3287 | Round Plate 4" - No. | No. | 38.0000 | 9.0000 | 158.001.001.005.004.003.001.010.005.004. | 0.0000 | Material | 0 | 0.0000
610563 | A-1105-2BHK Int. Flat Switch Socket Material | No. | 1.0000 | 1.0000 | 9555 | Round Plate 6" | No. | 6.0000 | 6.0000 | 158.001.001.005.004.003.001.010.005.004. | 0.0000 | Material | 0 | 0.0000
610563 | A-1105-2BHK Int. Flat Switch Socket Material | No. | 1.0000 | 1.0000 | 6757 | T.V. Socket (573425) | No. | 3.0000 | 83.1600 | 158.001.001.005.004.003.001.010.005.004. | 0.0000 | Material | 0 | 0.0000
610563 | A-1105-2BHK Int. Flat Switch Socket Material | No. | 1.0000 | 1.0000 | 5242 | Tel. Socket 1mod (573426) | No. | 1.0000 | 79.3800 | 158.001.001.005.004.003.001.010.005.004. | 0.0000 | Material | 0 | 0.0000
671605 | A-1105-2BHK Internal Flat Wiring. | No. | 1.0000 | 1.0000 | 23458 | 2 Pair telephone cable | Mtrs | 0.0000 | 50.0000 | 158.001.001.005.004.003.001.010.005.005. | 50.0000 | Material | 0 | 0.0000
671605 | A-1105-2BHK Internal Flat Wiring. | No. | 1.0000 | 1.0000 | 12468 | PVC Copper Wire 1.5 Sqmm black | Mtrs | 123.7750 | 8.8600 | 158.001.001.005.004.003.001.010.005.005. | 8.8600 | Material | 0 | 0.0000
671605 | A-1105-2BHK Internal Flat Wiring. | No. | 1.0000 | 1.0000 | 12530 | PVC Copper Wire 1.5 Sqmm blue | Mtrs | 105.7500 | 8.8600 | 158.001.001.005.004.003.001.010.005.005. | 8.8600 | Material | 0 | 0.0000
671605 | A-1105-2BHK Internal Flat Wiring. | No. | 1.0000 | 1.0000 | 12469 | PVC Copper Wire 1.5 Sqmm green | Mtrs | 78.9800 | 8.8700 | 158.001.001.005.004.003.001.010.005.005. | 0.0000 | Material | 0 | 0.0000
671605 | A-1105-2BHK Internal Flat Wiring. | No. | 1.0000 | 1.0000 | 26439 | PVC Copper Wire 1.5 Sqmm Grey | Mtrs | 0.0000 | 100.0000 | 158.001.001.005.004.003.001.010.005.005. | 100.0000 | Material | 0 | 0.0000
671605 | A-1105-2BHK Internal Flat Wiring. | No. | 1.0000 | 1.0000 | 12466 | PVC Copper Wire 1.5 Sqmm red | Mtrs | 35.5000 | 8.8700 | 158.001.001.005.004.003.001.010.005.005. | 8.8700 | Material | 0 | 0.0000
671605 | A-1105-2BHK Internal Flat Wiring. | No. | 1.0000 | 1.0000 | 12529 | PVC Copper Wire 1.5 Sqmm yellow | Mtrs | 151.3250 | 10.0000 | 158.001.001.005.004.003.001.010.005.005. | 10.0000 | Material | 0 | 0.0000
671605 | A-1105-2BHK Internal Flat Wiring. | No. | 1.0000 | 1.0000 | 12471 | PVC Copper Wire 2.5 Sqmm black | Mtrs | 110.7250 | 14.2800 | 158.001.001.005.004.003.001.010.005.005. | 14.2800 | Material | 0 | 0.0000
671605 | A-1105-2BHK Internal Flat Wiring. | No. | 1.0000 | 1.0000 | 12527 | PVC Copper Wire 2.5 Sqmm blue | Mtrs | 0 | 14.2800 | 158.001.001.005.004.003.001.010.005.005. | 0.0000 | Material | 0 | 0.0000
671605 | A-1105-2BHK Internal Flat Wiring. | No. | 1.0000 | 1.0000 | 12472 | PVC Copper Wire 2.5 Sqmm green | Mtrs | 65.9800 | 14.2800 | 158.001.001.005.004.003.001.010.005.005. | 0.0000 | Material | 0 | 0.0000
671605 | A-1105-2BHK Internal Flat Wiring. | No. | 1.0000 | 1.0000 | 12470 | PVC Copper Wire 2.5 Sqmm red | Mtrs | 75.2500 | 14.2800 | 158.001.001.005.004.003.001.010.005.005. | 0.0000 | Material | 0 | 0.0000
671605 | A-1105-2BHK Internal Flat Wiring. | No. | 1.0000 | 1.0000 | 12528 | PVC Copper Wire 2.5 Sqmm yellow | Mtrs | 0.0000 | 14.2800 | 158.001.001.005.004.003.001.010.005.005. | 14.2800 | Material | 0 | 0.0000
671605 | A-1105-2BHK Internal Flat Wiring. | No. | 1.0000 | 1.0000 | 12475 | PVC Copper Wire 4 Sqmm black | Mtrs | 115.8500 | 21.1200 | 158.001.001.005.004.003.001.010.005.005. | 0.0000 | Material | 0 | 0.0000
671605 | A-1105-2BHK Internal Flat Wiring. | No. | 1.0000 | 1.0000 | 13068 | PVC Copper Wire 4 Sqmm blue | Mtrs | 77.5000 | 10.0000 | 158.001.001.005.004.003.001.010.005.005. | 0.0000 | Material | 0 | 0.0000
671605 | A-1105-2BHK Internal Flat Wiring. | No. | 1.0000 | 1.0000 | 12474 | PVC Copper Wire 4 Sqmm red | Mtrs | 0.0000 | 21.1200 | 158.001.001.005.004.003.001.010.005.005. | 0.0000 | Material | 0 | 0.0000
671605 | A-1105-2BHK Internal Flat Wiring. | No. | 1.0000 | 1.0000 | 13067 | PVC Copper Wire 4 Sqmm yellow | Mtrs | 81.9250 | 10.0000 | 158.001.001.005.004.003.001.010.005.005. | 0.0000 | Material | 0 | 0.0000
671605 | A-1105-2BHK Internal Flat Wiring. | No. | 1.0000 | 1.0000 | 1010 | RG-6 Co-Axial Cable | Mtrs | 0.0000 | 14.3900 | 158.001.001.005.004.003.001.010.005.005. | 0.0000 | Material | 0 | 0.0000
570086 | A-1106-2BHK Internal Electrical work | No. | 1.0000 | 1.0000 | 26454 | 12 Module GI Concealed Box | No. | 2.0000 | 255.0000 | 158.001.001.005.004.003.001.010.006.001. | 255.0000 | Material | 0 | 0.0000
570086 | A-1106-2BHK Internal Electrical work | No. | 1.0000 | 1.0000 | 5245 | 12M Plate (575770) | No. | 2.0000 | 225.8600 | 158.001.001.005.004.003.001.010.006.001. | 0.0000 | Material | 0 | 0.0000
570086 | A-1106-2BHK Internal Electrical work | No. | 1.0000 | 1.0000 | 26448 | 2 Module GI Concealed Box | No. | 9.0000 | 75.0000 | 158.001.001.005.004.003.001.010.006.001. | 75.0000 | Material | 0 | 0.0000
570086 | A-1106-2BHK Internal Electrical work | No. | 1.0000 | 1.0000 | 5250 | 2M Plate (575710) | No. | 9.0000 | 60.4800 | 158.001.001.005.004.003.001.010.006.001. | 0.0000 | Material | 0 | 0.0000
570086 | A-1106-2BHK Internal Electrical work | No. | 1.0000 | 1.0000 | 26449 | 3 Module GI Concealed Box | No. | 11.0000 | 105.0000 | 158.001.001.005.004.003.001.010.006.001. | 105.0000 | Material | 0 | 0.0000
570086 | A-1106-2BHK Internal Electrical work | No. | 1.0000 | 1.0000 | 5249 | 3M Plate (575720) | No. | 11.0000 | 68.9800 | 158.001.001.005.004.003.001.010.006.001. | 0.0000 | Material | 0 | 0.0000
570086 | A-1106-2BHK Internal Electrical work | No. | 1.0000 | 1.0000 | 26450 | 4 Module GI Concealed Box | No. | 3.0000 | 130.0000 | 158.001.001.005.004.003.001.010.006.001. | 130.0000 | Material | 0 | 0.0000
570086 | A-1106-2BHK Internal Electrical work | No. | 1.0000 | 1.0000 | 5248 | 4M Plate (575730) | No. | 3.0000 | 72.7600 | 158.001.001.005.004.003.001.010.006.001. | 0.0000 | Material | 0 | 0.0000
570086 | A-1106-2BHK Internal Electrical work | No. | 1.0000 | 1.0000 | 26451 | 6 Module GI Concealed Box | No. | 7.0000 | 160.0000 | 158.001.001.005.004.003.001.010.006.001. | 160.0000 | Material | 0 | 0.0000
570086 | A-1106-2BHK Internal Electrical work | No. | 1.0000 | 1.0000 | 5247 | 6M Plate (575740) | No. | 7.0000 | 131.3500 | 158.001.001.005.004.003.001.010.006.001. | 0.0000 | Material | 0 | 0.0000
570086 | A-1106-2BHK Internal Electrical work | No. | 1.0000 | 1.0000 | 26452 | 8 Module GI Concealed Box | No. | 4.0000 | 215.0000 | 158.001.001.005.004.003.001.010.006.001. | 215.0000 | Material | 0 | 0.0000
570086 | A-1106-2BHK Internal Electrical work | No. | 1.0000 | 1.0000 | 5246 | 8M Hzl Plate (575750) | No. | 4.0000 | 144.5800 | 158.001.001.005.004.003.001.010.006.001. | 0.0000 | Material | 0 | 0.0000
570095 | A-1106-2BHK Wall Conduting Material 2BHK | No. | 1.0000 | 1.0000 | 8482 | Flexible Pipe 3/4" | Mtrs | 3.0000 | 5.2500 | 158.001.001.005.004.003.001.010.006.002. | 0.0000 | Material | 0 | 0.0000
570095 | A-1106-2BHK Wall Conduting Material 2BHK | No. | 1.0000 | 1.0000 | 501 | Nails 3" | Kgs | 0.5000 | 63.0000 | 158.001.001.005.004.003.001.010.006.002. | 0.0000 | Material | 0 | 0.0000
570095 | A-1106-2BHK Wall Conduting Material 2BHK | No. | 1.0000 | 1.0000 | 3246 | PVC 1 way Junction Box 1" | No. | 4.0000 | 18.2000 | 158.001.001.005.004.003.001.010.006.002. | 0.0000 | Material | 0 | 0.0000
570095 | A-1106-2BHK Wall Conduting Material 2BHK | No. | 1.0000 | 1.0000 | 838 | PVC Conduit Bend 1" | No. | 13.0000 | 6.3500 | 158.001.001.005.004.003.001.010.006.002. | 6.3500 | Material | 0 | 0.0000
570095 | A-1106-2BHK Wall Conduting Material 2BHK | No. | 1.0000 | 1.0000 | 837 | PVC Conduit Pipe 1" mtrs | Mtrs | 90.0000 | 18.6000 | 158.001.001.005.004.003.001.010.006.002. | 18.6000 | Material | 0 | 0.0000
604512 | A-1106-2BHK Internal Flat DB Work | No. | 1.0000 | 1.0000 | 28289 | 10A Single Pole MCB (IH31P0C010) | No. | 4.0000 | 100.0000 | 158.001.001.005.004.003.001.010.006.003. | 100.0000 | Material | 0 | 0.0000
604512 | A-1106-2BHK Internal Flat DB Work | No. | 1.0000 | 1.0000 | 28297 | 20A Single Pole MCB (IH31P0C020) | No. | 8.0000 | 300.0000 | 158.001.001.005.004.003.001.010.006.003. | 300.0000 | Material | 0 | 0.0000
604512 | A-1106-2BHK Internal Flat DB Work | No. | 1.0000 | 1.0000 | 28776 | 4 Way TPN DB with tel. compartment IHETPNYV004 | No. | 1.0000 | 118.0000 | 158.001.001.005.004.003.001.010.006.003. | 100.0000 | Material | 45 | 18.0000 | C+S GST 18% I/P RD
604512 | A-1106-2BHK Internal Flat DB Work | No. | 1.0000 | 1.0000 | 28545 | 40 AMP RCCB 4 Pole 30ma IH3R440030 | No. | 1.0000 | 118.0000 | 158.001.001.005.004.003.001.010.006.003. | 100.0000 | Material | 45 | 18.0000 | C+S GST 18% I/P RD
610564 | A-1106-2BHK Int. Flat Switch Socket Material | No. | 1.0000 | 1.0000 | 5238 | 16A 1way switch w indi.(572063 | No. | 8.0000 | 127.5800 | 158.001.001.005.004.003.001.010.006.004. | 0.0000 | Material | 0 | 0.0000
610564 | A-1106-2BHK Int. Flat Switch Socket Material | No. | 1.0000 | 1.0000 | 8655 | 16A socket (573471) | No. | 10.0000 | 254.0000 | 158.001.001.005.004.003.001.010.006.004. | 254.0000 | Material | 0 | 0.0000
610564 | A-1106-2BHK Int. Flat Switch Socket Material | No. | 1.0000 | 1.0000 | 793 | 6 A Bell Push (573413) | No. | 1.0000 | 22.0500 | 158.001.001.005.004.003.001.010.006.004. | 0.0000 | Material | 0 | 0.0000
610564 | A-1106-2BHK Int. Flat Switch Socket Material | No. | 1.0000 | 1.0000 | 7294 | 6A 2 Way Switch (573402) | No. | 4.0000 | 130.0000 | 158.001.001.005.004.003.001.010.006.004. | 0.0000 | Material | 0 | 0.0000
610564 | A-1106-2BHK Int. Flat Switch Socket Material | No. | 1.0000 | 1.0000 | 28162 | 6A 3Pin Socket (573424) | No. | 25.0000 | 290.0000 | 158.001.001.005.004.003.001.010.006.004. | 290.0000 | Material | 0 | 0.0000
610564 | A-1106-2BHK Int. Flat Switch Socket Material | No. | 1.0000 | 1.0000 | 5240 | 6A One way Switch (573400) | No. | 51.0000 | 72.7600 | 158.001.001.005.004.003.001.010.006.004. | 0.0000 | Material | 0 | 0.0000
610564 | A-1106-2BHK Int. Flat Switch Socket Material | No. | 1.0000 | 1.0000 | 2556 | Angle Holder | No. | 5.0000 | 28.0000 | 158.001.001.005.004.003.001.010.006.004. | 0.0000 | Material | 0 | 0.0000
610564 | A-1106-2BHK Int. Flat Switch Socket Material | No. | 1.0000 | 1.0000 | 5244 | Blank Plate 1m (573449) | No. | 9.0000 | 19.8400 | 158.001.001.005.004.003.001.010.006.004. | 0.0000 | Material | 0 | 0.0000
610564 | A-1106-2BHK Int. Flat Switch Socket Material | No. | 1.0000 | 1.0000 | 1714 | Connector | No. | 4.0000 | 9.0000 | 158.001.001.005.004.003.001.010.006.004. | 0.0000 | Material | 0 | 0.0000
610564 | A-1106-2BHK Int. Flat Switch Socket Material | No. | 1.0000 | 1.0000 | 6758 | Fan Step Reg (573469) | No. | 6.0000 | 432.3400 | 158.001.001.005.004.003.001.010.006.004. | 0.0000 | Material | 0 | 0.0000
610564 | A-1106-2BHK Int. Flat Switch Socket Material | No. | 1.0000 | 1.0000 | 3287 | Round Plate 4" - No. | No. | 38.0000 | 9.0000 | 158.001.001.005.004.003.001.010.006.004. | 0.0000 | Material | 0 | 0.0000
610564 | A-1106-2BHK Int. Flat Switch Socket Material | No. | 1.0000 | 1.0000 | 9555 | Round Plate 6" | No. | 6.0000 | 6.0000 | 158.001.001.005.004.003.001.010.006.004. | 0.0000 | Material | 0 | 0.0000
610564 | A-1106-2BHK Int. Flat Switch Socket Material | No. | 1.0000 | 1.0000 | 6757 | T.V. Socket (573425) | No. | 3.0000 | 83.1600 | 158.001.001.005.004.003.001.010.006.004. | 0.0000 | Material | 0 | 0.0000
610564 | A-1106-2BHK Int. Flat Switch Socket Material | No. | 1.0000 | 1.0000 | 5242 | Tel. Socket 1mod (573426) | No. | 1.0000 | 79.3800 | 158.001.001.005.004.003.001.010.006.004. | 0.0000 | Material | 0 | 0.0000
671606 | A-1106-2BHK Internal Flat Wiring. | No. | 1.0000 | 1.0000 | 23458 | 2 Pair telephone cable | Mtrs | 0.0000 | 50.0000 | 158.001.001.005.004.003.001.010.006.005. | 50.0000 | Material | 0 | 0.0000
671606 | A-1106-2BHK Internal Flat Wiring. | No. | 1.0000 | 1.0000 | 12468 | PVC Copper Wire 1.5 Sqmm black | Mtrs | 123.7750 | 8.8600 | 158.001.001.005.004.003.001.010.006.005. | 8.8600 | Material | 0 | 0.0000
671606 | A-1106-2BHK Internal Flat Wiring. | No. | 1.0000 | 1.0000 | 12530 | PVC Copper Wire 1.5 Sqmm blue | Mtrs | 105.7500 | 8.8600 | 158.001.001.005.004.003.001.010.006.005. | 8.8600 | Material | 0 | 0.0000
671606 | A-1106-2BHK Internal Flat Wiring. | No. | 1.0000 | 1.0000 | 12469 | PVC Copper Wire 1.5 Sqmm green | Mtrs | 78.9800 | 8.8700 | 158.001.001.005.004.003.001.010.006.005. | 0.0000 | Material | 0 | 0.0000
671606 | A-1106-2BHK Internal Flat Wiring. | No. | 1.0000 | 1.0000 | 26439 | PVC Copper Wire 1.5 Sqmm Grey | Mtrs | 0.0000 | 100.0000 | 158.001.001.005.004.003.001.010.006.005. | 100.0000 | Material | 0 | 0.0000
671606 | A-1106-2BHK Internal Flat Wiring. | No. | 1.0000 | 1.0000 | 12466 | PVC Copper Wire 1.5 Sqmm red | Mtrs | 35.5000 | 8.8700 | 158.001.001.005.004.003.001.010.006.005. | 8.8700 | Material | 0 | 0.0000
671606 | A-1106-2BHK Internal Flat Wiring. | No. | 1.0000 | 1.0000 | 12529 | PVC Copper Wire 1.5 Sqmm yellow | Mtrs | 151.3250 | 10.0000 | 158.001.001.005.004.003.001.010.006.005. | 10.0000 | Material | 0 | 0.0000
671606 | A-1106-2BHK Internal Flat Wiring. | No. | 1.0000 | 1.0000 | 12471 | PVC Copper Wire 2.5 Sqmm black | Mtrs | 110.7250 | 14.2800 | 158.001.001.005.004.003.001.010.006.005. | 14.2800 | Material | 0 | 0.0000
671606 | A-1106-2BHK Internal Flat Wiring. | No. | 1.0000 | 1.0000 | 12527 | PVC Copper Wire 2.5 Sqmm blue | Mtrs | 0 | 14.2800 | 158.001.001.005.004.003.001.010.006.005. | 0.0000 | Material | 0 | 0.0000
671606 | A-1106-2BHK Internal Flat Wiring. | No. | 1.0000 | 1.0000 | 12472 | PVC Copper Wire 2.5 Sqmm green | Mtrs | 65.9800 | 14.2800 | 158.001.001.005.004.003.001.010.006.005. | 0.0000 | Material | 0 | 0.0000
671606 | A-1106-2BHK Internal Flat Wiring. | No. | 1.0000 | 1.0000 | 12470 | PVC Copper Wire 2.5 Sqmm red | Mtrs | 75.2500 | 14.2800 | 158.001.001.005.004.003.001.010.006.005. | 0.0000 | Material | 0 | 0.0000
671606 | A-1106-2BHK Internal Flat Wiring. | No. | 1.0000 | 1.0000 | 12528 | PVC Copper Wire 2.5 Sqmm yellow | Mtrs | 0.0000 | 14.2800 | 158.001.001.005.004.003.001.010.006.005. | 14.2800 | Material | 0 | 0.0000
671606 | A-1106-2BHK Internal Flat Wiring. | No. | 1.0000 | 1.0000 | 12475 | PVC Copper Wire 4 Sqmm black | Mtrs | 115.8500 | 21.1200 | 158.001.001.005.004.003.001.010.006.005. | 0.0000 | Material | 0 | 0.0000
671606 | A-1106-2BHK Internal Flat Wiring. | No. | 1.0000 | 1.0000 | 13068 | PVC Copper Wire 4 Sqmm blue | Mtrs | 77.5000 | 10.0000 | 158.001.001.005.004.003.001.010.006.005. | 0.0000 | Material | 0 | 0.0000
671606 | A-1106-2BHK Internal Flat Wiring. | No. | 1.0000 | 1.0000 | 12474 | PVC Copper Wire 4 Sqmm red | Mtrs | 0.0000 | 21.1200 | 158.001.001.005.004.003.001.010.006.005. | 0.0000 | Material | 0 | 0.0000
671606 | A-1106-2BHK Internal Flat Wiring. | No. | 1.0000 | 1.0000 | 13067 | PVC Copper Wire 4 Sqmm yellow | Mtrs | 81.9250 | 10.0000 | 158.001.001.005.004.003.001.010.006.005. | 0.0000 | Material | 0 | 0.0000
671606 | A-1106-2BHK Internal Flat Wiring. | No. | 1.0000 | 1.0000 | 1010 | RG-6 Co-Axial Cable | Mtrs | 0.0000 | 14.3900 | 158.001.001.005.004.003.001.010.006.005. | 0.0000 | Material | 0 | 0.0000
570087 | A-1107-2BHK Internal Electrical work | No. | 1.0000 | 1.0000 | 26454 | 12 Module GI Concealed Box | No. | 2.0000 | 255.0000 | 158.001.001.005.004.003.001.010.007.001. | 255.0000 | Material | 0 | 0.0000
570087 | A-1107-2BHK Internal Electrical work | No. | 1.0000 | 1.0000 | 5245 | 12M Plate (575770) | No. | 2.0000 | 225.8600 | 158.001.001.005.004.003.001.010.007.001. | 0.0000 | Material | 0 | 0.0000
570087 | A-1107-2BHK Internal Electrical work | No. | 1.0000 | 1.0000 | 26448 | 2 Module GI Concealed Box | No. | 9.0000 | 75.0000 | 158.001.001.005.004.003.001.010.007.001. | 75.0000 | Material | 0 | 0.0000
570087 | A-1107-2BHK Internal Electrical work | No. | 1.0000 | 1.0000 | 5250 | 2M Plate (575710) | No. | 9.0000 | 60.4800 | 158.001.001.005.004.003.001.010.007.001. | 0.0000 | Material | 0 | 0.0000
570087 | A-1107-2BHK Internal Electrical work | No. | 1.0000 | 1.0000 | 26449 | 3 Module GI Concealed Box | No. | 11.0000 | 105.0000 | 158.001.001.005.004.003.001.010.007.001. | 105.0000 | Material | 0 | 0.0000
570087 | A-1107-2BHK Internal Electrical work | No. | 1.0000 | 1.0000 | 5249 | 3M Plate (575720) | No. | 11.0000 | 68.9800 | 158.001.001.005.004.003.001.010.007.001. | 0.0000 | Material | 0 | 0.0000
570087 | A-1107-2BHK Internal Electrical work | No. | 1.0000 | 1.0000 | 26450 | 4 Module GI Concealed Box | No. | 3.0000 | 130.0000 | 158.001.001.005.004.003.001.010.007.001. | 130.0000 | Material | 0 | 0.0000
570087 | A-1107-2BHK Internal Electrical work | No. | 1.0000 | 1.0000 | 5248 | 4M Plate (575730) | No. | 3.0000 | 72.7600 | 158.001.001.005.004.003.001.010.007.001. | 0.0000 | Material | 0 | 0.0000
570087 | A-1107-2BHK Internal Electrical work | No. | 1.0000 | 1.0000 | 26451 | 6 Module GI Concealed Box | No. | 7.0000 | 160.0000 | 158.001.001.005.004.003.001.010.007.001. | 160.0000 | Material | 0 | 0.0000
570087 | A-1107-2BHK Internal Electrical work | No. | 1.0000 | 1.0000 | 5247 | 6M Plate (575740) | No. | 7.0000 | 131.3500 | 158.001.001.005.004.003.001.010.007.001. | 0.0000 | Material | 0 | 0.0000
570087 | A-1107-2BHK Internal Electrical work | No. | 1.0000 | 1.0000 | 26452 | 8 Module GI Concealed Box | No. | 4.0000 | 215.0000 | 158.001.001.005.004.003.001.010.007.001. | 215.0000 | Material | 0 | 0.0000
570087 | A-1107-2BHK Internal Electrical work | No. | 1.0000 | 1.0000 | 5246 | 8M Hzl Plate (575750) | No. | 4.0000 | 144.5800 | 158.001.001.005.004.003.001.010.007.001. | 0.0000 | Material | 0 | 0.0000
570096 | A-1107-2BHK Wall Conduting Material 2BHK | No. | 1.0000 | 1.0000 | 8482 | Flexible Pipe 3/4" | Mtrs | 3.0000 | 5.2500 | 158.001.001.005.004.003.001.010.007.002. | 0.0000 | Material | 0 | 0.0000
570096 | A-1107-2BHK Wall Conduting Material 2BHK | No. | 1.0000 | 1.0000 | 501 | Nails 3" | Kgs | 0.5000 | 63.0000 | 158.001.001.005.004.003.001.010.007.002. | 0.0000 | Material | 0 | 0.0000
570096 | A-1107-2BHK Wall Conduting Material 2BHK | No. | 1.0000 | 1.0000 | 3246 | PVC 1 way Junction Box 1" | No. | 4.0000 | 18.2000 | 158.001.001.005.004.003.001.010.007.002. | 0.0000 | Material | 0 | 0.0000
570096 | A-1107-2BHK Wall Conduting Material 2BHK | No. | 1.0000 | 1.0000 | 838 | PVC Conduit Bend 1" | No. | 13.0000 | 6.3500 | 158.001.001.005.004.003.001.010.007.002. | 6.3500 | Material | 0 | 0.0000
570096 | A-1107-2BHK Wall Conduting Material 2BHK | No. | 1.0000 | 1.0000 | 837 | PVC Conduit Pipe 1" mtrs | Mtrs | 90.0000 | 18.6000 | 158.001.001.005.004.003.001.010.007.002. | 18.6000 | Material | 0 | 0.0000
604513 | A-1107-2BHK Internal Flat DB Work | No. | 1.0000 | 1.0000 | 28289 | 10A Single Pole MCB (IH31P0C010) | No. | 4.0000 | 100.0000 | 158.001.001.005.004.003.001.010.007.003. | 100.0000 | Material | 0 | 0.0000
604513 | A-1107-2BHK Internal Flat DB Work | No. | 1.0000 | 1.0000 | 28297 | 20A Single Pole MCB (IH31P0C020) | No. | 8.0000 | 300.0000 | 158.001.001.005.004.003.001.010.007.003. | 300.0000 | Material | 0 | 0.0000
604513 | A-1107-2BHK Internal Flat DB Work | No. | 1.0000 | 1.0000 | 28776 | 4 Way TPN DB with tel. compartment IHETPNYV004 | No. | 1.0000 | 118.0000 | 158.001.001.005.004.003.001.010.007.003. | 100.0000 | Material | 45 | 18.0000 | C+S GST 18% I/P RD
604513 | A-1107-2BHK Internal Flat DB Work | No. | 1.0000 | 1.0000 | 28545 | 40 AMP RCCB 4 Pole 30ma IH3R440030 | No. | 1.0000 | 118.0000 | 158.001.001.005.004.003.001.010.007.003. | 100.0000 | Material | 45 | 18.0000 | C+S GST 18% I/P RD
610565 | A-1107-2BHK Int. Flat Switch Socket Material | No. | 1.0000 | 1.0000 | 5238 | 16A 1way switch w indi.(572063 | No. | 8.0000 | 127.5800 | 158.001.001.005.004.003.001.010.007.004. | 0.0000 | Material | 0 | 0.0000
610565 | A-1107-2BHK Int. Flat Switch Socket Material | No. | 1.0000 | 1.0000 | 8655 | 16A socket (573471) | No. | 10.0000 | 254.0000 | 158.001.001.005.004.003.001.010.007.004. | 254.0000 | Material | 0 | 0.0000
610565 | A-1107-2BHK Int. Flat Switch Socket Material | No. | 1.0000 | 1.0000 | 793 | 6 A Bell Push (573413) | No. | 1.0000 | 22.0500 | 158.001.001.005.004.003.001.010.007.004. | 0.0000 | Material | 0 | 0.0000
610565 | A-1107-2BHK Int. Flat Switch Socket Material | No. | 1.0000 | 1.0000 | 7294 | 6A 2 Way Switch (573402) | No. | 4.0000 | 130.0000 | 158.001.001.005.004.003.001.010.007.004. | 0.0000 | Material | 0 | 0.0000
610565 | A-1107-2BHK Int. Flat Switch Socket Material | No. | 1.0000 | 1.0000 | 28162 | 6A 3Pin Socket (573424) | No. | 25.0000 | 290.0000 | 158.001.001.005.004.003.001.010.007.004. | 290.0000 | Material | 0 | 0.0000
610565 | A-1107-2BHK Int. Flat Switch Socket Material | No. | 1.0000 | 1.0000 | 5240 | 6A One way Switch (573400) | No. | 51.0000 | 72.7600 | 158.001.001.005.004.003.001.010.007.004. | 0.0000 | Material | 0 | 0.0000
610565 | A-1107-2BHK Int. Flat Switch Socket Material | No. | 1.0000 | 1.0000 | 2556 | Angle Holder | No. | 5.0000 | 28.0000 | 158.001.001.005.004.003.001.010.007.004. | 0.0000 | Material | 0 | 0.0000
610565 | A-1107-2BHK Int. Flat Switch Socket Material | No. | 1.0000 | 1.0000 | 5244 | Blank Plate 1m (573449) | No. | 9.0000 | 19.8400 | 158.001.001.005.004.003.001.010.007.004. | 0.0000 | Material | 0 | 0.0000
610565 | A-1107-2BHK Int. Flat Switch Socket Material | No. | 1.0000 | 1.0000 | 1714 | Connector | No. | 4.0000 | 9.0000 | 158.001.001.005.004.003.001.010.007.004. | 0.0000 | Material | 0 | 0.0000
610565 | A-1107-2BHK Int. Flat Switch Socket Material | No. | 1.0000 | 1.0000 | 6758 | Fan Step Reg (573469) | No. | 6.0000 | 432.3400 | 158.001.001.005.004.003.001.010.007.004. | 0.0000 | Material | 0 | 0.0000
610565 | A-1107-2BHK Int. Flat Switch Socket Material | No. | 1.0000 | 1.0000 | 3287 | Round Plate 4" - No. | No. | 38.0000 | 9.0000 | 158.001.001.005.004.003.001.010.007.004. | 0.0000 | Material | 0 | 0.0000
610565 | A-1107-2BHK Int. Flat Switch Socket Material | No. | 1.0000 | 1.0000 | 9555 | Round Plate 6" | No. | 6.0000 | 6.0000 | 158.001.001.005.004.003.001.010.007.004. | 0.0000 | Material | 0 | 0.0000
610565 | A-1107-2BHK Int. Flat Switch Socket Material | No. | 1.0000 | 1.0000 | 6757 | T.V. Socket (573425) | No. | 3.0000 | 83.1600 | 158.001.001.005.004.003.001.010.007.004. | 0.0000 | Material | 0 | 0.0000
610565 | A-1107-2BHK Int. Flat Switch Socket Material | No. | 1.0000 | 1.0000 | 5242 | Tel. Socket 1mod (573426) | No. | 1.0000 | 79.3800 | 158.001.001.005.004.003.001.010.007.004. | 0.0000 | Material | 0 | 0.0000
671607 | A-1107-2BHK Internal Flat Wiring. | No. | 1.0000 | 1.0000 | 23458 | 2 Pair telephone cable | Mtrs | 8.5000 | 50.0000 | 158.001.001.005.004.003.001.010.007.005. | 50.0000 | Material | 0 | 0.0000
671607 | A-1107-2BHK Internal Flat Wiring. | No. | 1.0000 | 1.0000 | 12468 | PVC Copper Wire 1.5 Sqmm black | Mtrs | 82.5000 | 8.8600 | 158.001.001.005.004.003.001.010.007.005. | 8.8600 | Material | 0 | 0.0000
671607 | A-1107-2BHK Internal Flat Wiring. | No. | 1.0000 | 1.0000 | 12530 | PVC Copper Wire 1.5 Sqmm blue | Mtrs | 82.0000 | 8.8600 | 158.001.001.005.004.003.001.010.007.005. | 8.8600 | Material | 0 | 0.0000
671607 | A-1107-2BHK Internal Flat Wiring. | No. | 1.0000 | 1.0000 | 12469 | PVC Copper Wire 1.5 Sqmm green | Mtrs | 78.9800 | 8.8700 | 158.001.001.005.004.003.001.010.007.005. | 0.0000 | Material | 0 | 0.0000
671607 | A-1107-2BHK Internal Flat Wiring. | No. | 1.0000 | 1.0000 | 26439 | PVC Copper Wire 1.5 Sqmm Grey | Mtrs | 45.0000 | 100.0000 | 158.001.001.005.004.003.001.010.007.005. | 100.0000 | Material | 0 | 0.0000
671607 | A-1107-2BHK Internal Flat Wiring. | No. | 1.0000 | 1.0000 | 12466 | PVC Copper Wire 1.5 Sqmm red | Mtrs | 34.5000 | 8.8700 | 158.001.001.005.004.003.001.010.007.005. | 8.8700 | Material | 0 | 0.0000
671607 | A-1107-2BHK Internal Flat Wiring. | No. | 1.0000 | 1.0000 | 12529 | PVC Copper Wire 1.5 Sqmm yellow | Mtrs | 145.5000 | 10.0000 | 158.001.001.005.004.003.001.010.007.005. | 10.0000 | Material | 0 | 0.0000
671607 | A-1107-2BHK Internal Flat Wiring. | No. | 1.0000 | 1.0000 | 12471 | PVC Copper Wire 2.5 Sqmm black | Mtrs | 92.0000 | 14.2800 | 158.001.001.005.004.003.001.010.007.005. | 14.2800 | Material | 0 | 0.0000
671607 | A-1107-2BHK Internal Flat Wiring. | No. | 1.0000 | 1.0000 | 12527 | PVC Copper Wire 2.5 Sqmm blue | Mtrs | 0 | 14.2800 | 158.001.001.005.004.003.001.010.007.005. | 0.0000 | Material | 0 | 0.0000
671607 | A-1107-2BHK Internal Flat Wiring. | No. | 1.0000 | 1.0000 | 12472 | PVC Copper Wire 2.5 Sqmm green | Mtrs | 50.5000 | 14.2800 | 158.001.001.005.004.003.001.010.007.005. | 0.0000 | Material | 0 | 0.0000
671607 | A-1107-2BHK Internal Flat Wiring. | No. | 1.0000 | 1.0000 | 12470 | PVC Copper Wire 2.5 Sqmm red | Mtrs | 75.2500 | 14.2800 | 158.001.001.005.004.003.001.010.007.005. | 0.0000 | Material | 0 | 0.0000
671607 | A-1107-2BHK Internal Flat Wiring. | No. | 1.0000 | 1.0000 | 12528 | PVC Copper Wire 2.5 Sqmm yellow | Mtrs | 22.0000 | 14.2800 | 158.001.001.005.004.003.001.010.007.005. | 14.2800 | Material | 0 | 0.0000
671607 | A-1107-2BHK Internal Flat Wiring. | No. | 1.0000 | 1.0000 | 12475 | PVC Copper Wire 4 Sqmm black | Mtrs | 76.5000 | 21.1200 | 158.001.001.005.004.003.001.010.007.005. | 0.0000 | Material | 0 | 0.0000
671607 | A-1107-2BHK Internal Flat Wiring. | No. | 1.0000 | 1.0000 | 13068 | PVC Copper Wire 4 Sqmm blue | Mtrs | 144.0000 | 10.0000 | 158.001.001.005.004.003.001.010.007.005. | 0.0000 | Material | 0 | 0.0000
671607 | A-1107-2BHK Internal Flat Wiring. | No. | 1.0000 | 1.0000 | 12474 | PVC Copper Wire 4 Sqmm red | Mtrs | 73.5000 | 21.1200 | 158.001.001.005.004.003.001.010.007.005. | 0.0000 | Material | 0 | 0.0000
671607 | A-1107-2BHK Internal Flat Wiring. | No. | 1.0000 | 1.0000 | 13067 | PVC Copper Wire 4 Sqmm yellow | Mtrs | 84.5000 | 10.0000 | 158.001.001.005.004.003.001.010.007.005. | 0.0000 | Material | 0 | 0.0000
671607 | A-1107-2BHK Internal Flat Wiring. | No. | 1.0000 | 1.0000 | 1010 | RG-6 Co-Axial Cable | Mtrs | 19.0000 | 14.3900 | 158.001.001.005.004.003.001.010.007.005. | 0.0000 | Material | 0 | 0.0000
570088 | A-1108-3BHK Internal Electrical work | No. | 1.0000 | 1.0000 | 26454 | 12 Module GI Concealed Box | No. | 2.0000 | 255.0000 | 158.001.001.005.004.003.001.010.008.001. | 255.0000 | Material | 0 | 0.0000
570088 | A-1108-3BHK Internal Electrical work | No. | 1.0000 | 1.0000 | 5245 | 12M Plate (575770) | No. | 2.0000 | 225.8600 | 158.001.001.005.004.003.001.010.008.001. | 0.0000 | Material | 0 | 0.0000
570088 | A-1108-3BHK Internal Electrical work | No. | 1.0000 | 1.0000 | 26448 | 2 Module GI Concealed Box | No. | 13.0000 | 75.0000 | 158.001.001.005.004.003.001.010.008.001. | 75.0000 | Material | 0 | 0.0000
570088 | A-1108-3BHK Internal Electrical work | No. | 1.0000 | 1.0000 | 5250 | 2M Plate (575710) | No. | 13.0000 | 60.4800 | 158.001.001.005.004.003.001.010.008.001. | 0.0000 | Material | 0 | 0.0000
570088 | A-1108-3BHK Internal Electrical work | No. | 1.0000 | 1.0000 | 26449 | 3 Module GI Concealed Box | No. | 11.0000 | 105.0000 | 158.001.001.005.004.003.001.010.008.001. | 105.0000 | Material | 0 | 0.0000
570088 | A-1108-3BHK Internal Electrical work | No. | 1.0000 | 1.0000 | 5249 | 3M Plate (575720) | No. | 11.0000 | 68.9800 | 158.001.001.005.004.003.001.010.008.001. | 0.0000 | Material | 0 | 0.0000
570088 | A-1108-3BHK Internal Electrical work | No. | 1.0000 | 1.0000 | 26450 | 4 Module GI Concealed Box | No. | 4.0000 | 130.0000 | 158.001.001.005.004.003.001.010.008.001. | 130.0000 | Material | 0 | 0.0000
570088 | A-1108-3BHK Internal Electrical work | No. | 1.0000 | 1.0000 | 5248 | 4M Plate (575730) | No. | 4.0000 | 72.7600 | 158.001.001.005.004.003.001.010.008.001. | 0.0000 | Material | 0 | 0.0000
570088 | A-1108-3BHK Internal Electrical work | No. | 1.0000 | 1.0000 | 26451 | 6 Module GI Concealed Box | No. | 9.0000 | 160.0000 | 158.001.001.005.004.003.001.010.008.001. | 160.0000 | Material | 0 | 0.0000
570088 | A-1108-3BHK Internal Electrical work | No. | 1.0000 | 1.0000 | 5247 | 6M Plate (575740) | No. | 9.0000 | 131.3500 | 158.001.001.005.004.003.001.010.008.001. | 0.0000 | Material | 0 | 0.0000
570088 | A-1108-3BHK Internal Electrical work | No. | 1.0000 | 1.0000 | 26452 | 8 Module GI Concealed Box | No. | 5.0000 | 215.0000 | 158.001.001.005.004.003.001.010.008.001. | 215.0000 | Material | 0 | 0.0000
570088 | A-1108-3BHK Internal Electrical work | No. | 1.0000 | 1.0000 | 5246 | 8M Hzl Plate (575750) | No. | 5.0000 | 144.5800 | 158.001.001.005.004.003.001.010.008.001. | 0.0000 | Material | 0 | 0.0000
570090 | A-1108-3BHK Wall Conduting Material | No. | 1.0000 | 1.0000 | 8482 | Flexible Pipe 3/4" | Mtrs | 3.0000 | 5.2500 | 158.001.001.005.004.003.001.010.008.002. | 0.0000 | Material | 0 | 0.0000
570090 | A-1108-3BHK Wall Conduting Material | No. | 1.0000 | 1.0000 | 501 | Nails 3" | Kgs | 0.5000 | 63.0000 | 158.001.001.005.004.003.001.010.008.002. | 0.0000 | Material | 0 | 0.0000
570090 | A-1108-3BHK Wall Conduting Material | No. | 1.0000 | 1.0000 | 3246 | PVC 1 way Junction Box 1" | No. | 6.0000 | 18.2000 | 158.001.001.005.004.003.001.010.008.002. | 0.0000 | Material | 0 | 0.0000
570090 | A-1108-3BHK Wall Conduting Material | No. | 1.0000 | 1.0000 | 838 | PVC Conduit Bend 1" | No. | 15.0000 | 6.3500 | 158.001.001.005.004.003.001.010.008.002. | 6.3500 | Material | 0 | 0.0000
570090 | A-1108-3BHK Wall Conduting Material | No. | 1.0000 | 1.0000 | 837 | PVC Conduit Pipe 1" mtrs | Mtrs | 105.0000 | 18.6000 | 158.001.001.005.004.003.001.010.008.002. | 18.6000 | Material | 0 | 0.0000
604514 | A-1108-3BHK Internal Flat DB Work | No. | 1.0000 | 1.0000 | 28289 | 10A Single Pole MCB (IH31P0C010) | No. | 3.0000 | 100.0000 | 158.001.001.005.004.003.001.010.008.003. | 100.0000 | Material | 0 | 0.0000
604514 | A-1108-3BHK Internal Flat DB Work | No. | 1.0000 | 1.0000 | 28297 | 20A Single Pole MCB (IH31P0C020) | No. | 9.0000 | 300.0000 | 158.001.001.005.004.003.001.010.008.003. | 300.0000 | Material | 0 | 0.0000
604514 | A-1108-3BHK Internal Flat DB Work | No. | 1.0000 | 1.0000 | 28545 | 40 AMP RCCB 4 Pole 30ma IH3R440030 | No. | 1.0000 | 118.0000 | 158.001.001.005.004.003.001.010.008.003. | 100.0000 | Material | 45 | 18.0000 | C+S GST 18% I/P RD
604514 | A-1108-3BHK Internal Flat DB Work | No. | 1.0000 | 1.0000 | 28777 | 6 Way TPN DB with tel. compartment IHETPNTV006 | No. | 1.0000 | 118.0000 | 158.001.001.005.004.003.001.010.008.003. | 100.0000 | Material | 45 | 18.0000 | C+S GST 18% I/P RD
606874 | A-1108-3BHK Int. Flat Switch Socket Material | No. | 1.0000 | 1.0000 | 5238 | 16A 1way switch w indi.(572063 | No. | 12.0000 | 127.5800 | 158.001.001.005.004.003.001.010.008.004. | 0.0000 | Material | 0 | 0.0000
606874 | A-1108-3BHK Int. Flat Switch Socket Material | No. | 1.0000 | 1.0000 | 8655 | 16A socket (573471) | No. | 12.0000 | 254.0000 | 158.001.001.005.004.003.001.010.008.004. | 254.0000 | Material | 0 | 0.0000
606874 | A-1108-3BHK Int. Flat Switch Socket Material | No. | 1.0000 | 1.0000 | 793 | 6 A Bell Push (573413) | No. | 1.0000 | 22.0500 | 158.001.001.005.004.003.001.010.008.004. | 0.0000 | Material | 0 | 0.0000
606874 | A-1108-3BHK Int. Flat Switch Socket Material | No. | 1.0000 | 1.0000 | 7294 | 6A 2 Way Switch (573402) | No. | 6.0000 | 130.0000 | 158.001.001.005.004.003.001.010.008.004. | 0.0000 | Material | 0 | 0.0000
606874 | A-1108-3BHK Int. Flat Switch Socket Material | No. | 1.0000 | 1.0000 | 28162 | 6A 3Pin Socket (573424) | No. | 30.0000 | 290.0000 | 158.001.001.005.004.003.001.010.008.004. | 290.0000 | Material | 0 | 0.0000
606874 | A-1108-3BHK Int. Flat Switch Socket Material | No. | 1.0000 | 1.0000 | 5240 | 6A One way Switch (573400) | No. | 61.0000 | 72.7600 | 158.001.001.005.004.003.001.010.008.004. | 0.0000 | Material | 0 | 0.0000
606874 | A-1108-3BHK Int. Flat Switch Socket Material | No. | 1.0000 | 1.0000 | 2556 | Angle Holder | No. | 6.0000 | 28.0000 | 158.001.001.005.004.003.001.010.008.004. | 0.0000 | Material | 0 | 0.0000
606874 | A-1108-3BHK Int. Flat Switch Socket Material | No. | 1.0000 | 1.0000 | 5244 | Blank Plate 1m (573449) | No. | 9.0000 | 19.8400 | 158.001.001.005.004.003.001.010.008.004. | 0.0000 | Material | 0 | 0.0000
606874 | A-1108-3BHK Int. Flat Switch Socket Material | No. | 1.0000 | 1.0000 | 1714 | Connector | No. | 5.0000 | 9.0000 | 158.001.001.005.004.003.001.010.008.004. | 0.0000 | Material | 0 | 0.0000
606874 | A-1108-3BHK Int. Flat Switch Socket Material | No. | 1.0000 | 1.0000 | 6758 | Fan Step Reg (573469) | No. | 7.0000 | 432.3400 | 158.001.001.005.004.003.001.010.008.004. | 0.0000 | Material | 0 | 0.0000
606874 | A-1108-3BHK Int. Flat Switch Socket Material | No. | 1.0000 | 1.0000 | 3287 | Round Plate 4" - No. | No. | 44.0000 | 9.0000 | 158.001.001.005.004.003.001.010.008.004. | 0.0000 | Material | 0 | 0.0000
606874 | A-1108-3BHK Int. Flat Switch Socket Material | No. | 1.0000 | 1.0000 | 9555 | Round Plate 6" | No. | 7.0000 | 6.0000 | 158.001.001.005.004.003.001.010.008.004. | 0.0000 | Material | 0 | 0.0000
606874 | A-1108-3BHK Int. Flat Switch Socket Material | No. | 1.0000 | 1.0000 | 6757 | T.V. Socket (573425) | No. | 4.0000 | 83.1600 | 158.001.001.005.004.003.001.010.008.004. | 0.0000 | Material | 0 | 0.0000
606874 | A-1108-3BHK Int. Flat Switch Socket Material | No. | 1.0000 | 1.0000 | 5242 | Tel. Socket 1mod (573426) | No. | 1.0000 | 79.3800 | 158.001.001.005.004.003.001.010.008.004. | 0.0000 | Material | 0 | 0.0000
671608 | A-1108-3BHK Internal Flat Wiring. | No. | 1.0000 | 1.0000 | 23458 | 2 Pair telephone cable | Mtrs | 9.7500 | 50.0000 | 158.001.001.005.004.003.001.010.008.005. | 50.0000 | Material | 0 | 0.0000
671608 | A-1108-3BHK Internal Flat Wiring. | No. | 1.0000 | 1.0000 | 12468 | PVC Copper Wire 1.5 Sqmm black | Mtrs | 93.0000 | 8.8600 | 158.001.001.005.004.003.001.010.008.005. | 8.8600 | Material | 0 | 0.0000
671608 | A-1108-3BHK Internal Flat Wiring. | No. | 1.0000 | 1.0000 | 12530 | PVC Copper Wire 1.5 Sqmm blue | Mtrs | 139.0000 | 8.8600 | 158.001.001.005.004.003.001.010.008.005. | 8.8600 | Material | 0 | 0.0000
671608 | A-1108-3BHK Internal Flat Wiring. | No. | 1.0000 | 1.0000 | 12469 | PVC Copper Wire 1.5 Sqmm green | Mtrs | 78.9800 | 8.8700 | 158.001.001.005.004.003.001.010.008.005. | 0.0000 | Material | 0 | 0.0000
671608 | A-1108-3BHK Internal Flat Wiring. | No. | 1.0000 | 1.0000 | 26439 | PVC Copper Wire 1.5 Sqmm Grey | Mtrs | 0.0000 | 100.0000 | 158.001.001.005.004.003.001.010.008.005. | 100.0000 | Material | 0 | 0.0000
671608 | A-1108-3BHK Internal Flat Wiring. | No. | 1.0000 | 1.0000 | 12466 | PVC Copper Wire 1.5 Sqmm red | Mtrs | 46.0000 | 8.8700 | 158.001.001.005.004.003.001.010.008.005. | 8.8700 | Material | 0 | 0.0000
671608 | A-1108-3BHK Internal Flat Wiring. | No. | 1.0000 | 1.0000 | 12529 | PVC Copper Wire 1.5 Sqmm yellow | Mtrs | 168.0000 | 10.0000 | 158.001.001.005.004.003.001.010.008.005. | 10.0000 | Material | 0 | 0.0000
671608 | A-1108-3BHK Internal Flat Wiring. | No. | 1.0000 | 1.0000 | 12471 | PVC Copper Wire 2.5 Sqmm black | Mtrs | 94.0000 | 14.2800 | 158.001.001.005.004.003.001.010.008.005. | 14.2800 | Material | 0 | 0.0000
671608 | A-1108-3BHK Internal Flat Wiring. | No. | 1.0000 | 1.0000 | 12527 | PVC Copper Wire 2.5 Sqmm blue | Mtrs | 0 | 14.2800 | 158.001.001.005.004.003.001.010.008.005. | 0.0000 | Material | 0 | 0.0000
671608 | A-1108-3BHK Internal Flat Wiring. | No. | 1.0000 | 1.0000 | 12472 | PVC Copper Wire 2.5 Sqmm green | Mtrs | 104.0000 | 14.2800 | 158.001.001.005.004.003.001.010.008.005. | 0.0000 | Material | 0 | 0.0000
671608 | A-1108-3BHK Internal Flat Wiring. | No. | 1.0000 | 1.0000 | 12470 | PVC Copper Wire 2.5 Sqmm red | Mtrs | 75.2500 | 14.2800 | 158.001.001.005.004.003.001.010.008.005. | 0.0000 | Material | 0 | 0.0000
671608 | A-1108-3BHK Internal Flat Wiring. | No. | 1.0000 | 1.0000 | 12528 | PVC Copper Wire 2.5 Sqmm yellow | Mtrs | 35.0000 | 14.2800 | 158.001.001.005.004.003.001.010.008.005. | 14.2800 | Material | 0 | 0.0000
671608 | A-1108-3BHK Internal Flat Wiring. | No. | 1.0000 | 1.0000 | 12475 | PVC Copper Wire 4 Sqmm black | Mtrs | 109.0000 | 21.1200 | 158.001.001.005.004.003.001.010.008.005. | 0.0000 | Material | 0 | 0.0000
671608 | A-1108-3BHK Internal Flat Wiring. | No. | 1.0000 | 1.0000 | 13068 | PVC Copper Wire 4 Sqmm blue | Mtrs | 28.0000 | 10.0000 | 158.001.001.005.004.003.001.010.008.005. | 0.0000 | Material | 0 | 0.0000
671608 | A-1108-3BHK Internal Flat Wiring. | No. | 1.0000 | 1.0000 | 12474 | PVC Copper Wire 4 Sqmm red | Mtrs | 28.0000 | 21.1200 | 158.001.001.005.004.003.001.010.008.005. | 0.0000 | Material | 0 | 0.0000
671608 | A-1108-3BHK Internal Flat Wiring. | No. | 1.0000 | 1.0000 | 13067 | PVC Copper Wire 4 Sqmm yellow | Mtrs | 59.0000 | 10.0000 | 158.001.001.005.004.003.001.010.008.005. | 0.0000 | Material | 0 | 0.0000
671608 | A-1108-3BHK Internal Flat Wiring. | No. | 1.0000 | 1.0000 | 1010 | RG-6 Co-Axial Cable | Mtrs | 17.0000 | 14.3900 | 158.001.001.005.004.003.001.010.008.005. | 0.0000 | Material | 0 | 0.0000
570106 | A-1201-3BHK Internal Electrical work | No. | 1.0000 | 1.0000 | 26454 | 12 Module GI Concealed Box | No. | 2.0000 | 255.0000 | 158.001.001.005.004.003.001.011.001.001. | 255.0000 | Material | 0 | 0.0000
570106 | A-1201-3BHK Internal Electrical work | No. | 1.0000 | 1.0000 | 5245 | 12M Plate (575770) | No. | 2.0000 | 225.8600 | 158.001.001.005.004.003.001.011.001.001. | 0.0000 | Material | 0 | 0.0000
570106 | A-1201-3BHK Internal Electrical work | No. | 1.0000 | 1.0000 | 26448 | 2 Module GI Concealed Box | No. | 13.0000 | 75.0000 | 158.001.001.005.004.003.001.011.001.001. | 75.0000 | Material | 0 | 0.0000
570106 | A-1201-3BHK Internal Electrical work | No. | 1.0000 | 1.0000 | 5250 | 2M Plate (575710) | No. | 13.0000 | 60.4800 | 158.001.001.005.004.003.001.011.001.001. | 0.0000 | Material | 0 | 0.0000
570106 | A-1201-3BHK Internal Electrical work | No. | 1.0000 | 1.0000 | 26449 | 3 Module GI Concealed Box | No. | 11.0000 | 105.0000 | 158.001.001.005.004.003.001.011.001.001. | 105.0000 | Material | 0 | 0.0000
570106 | A-1201-3BHK Internal Electrical work | No. | 1.0000 | 1.0000 | 5249 | 3M Plate (575720) | No. | 11.0000 | 68.9800 | 158.001.001.005.004.003.001.011.001.001. | 0.0000 | Material | 0 | 0.0000
570106 | A-1201-3BHK Internal Electrical work | No. | 1.0000 | 1.0000 | 26450 | 4 Module GI Concealed Box | No. | 4.0000 | 130.0000 | 158.001.001.005.004.003.001.011.001.001. | 130.0000 | Material | 0 | 0.0000
570106 | A-1201-3BHK Internal Electrical work | No. | 1.0000 | 1.0000 | 5248 | 4M Plate (575730) | No. | 4.0000 | 72.7600 | 158.001.001.005.004.003.001.011.001.001. | 0.0000 | Material | 0 | 0.0000
570106 | A-1201-3BHK Internal Electrical work | No. | 1.0000 | 1.0000 | 26451 | 6 Module GI Concealed Box | No. | 9.0000 | 160.0000 | 158.001.001.005.004.003.001.011.001.001. | 160.0000 | Material | 0 | 0.0000
570106 | A-1201-3BHK Internal Electrical work | No. | 1.0000 | 1.0000 | 5247 | 6M Plate (575740) | No. | 9.0000 | 131.3500 | 158.001.001.005.004.003.001.011.001.001. | 0.0000 | Material | 0 | 0.0000
570106 | A-1201-3BHK Internal Electrical work | No. | 1.0000 | 1.0000 | 26452 | 8 Module GI Concealed Box | No. | 5.0000 | 215.0000 | 158.001.001.005.004.003.001.011.001.001. | 215.0000 | Material | 0 | 0.0000
570106 | A-1201-3BHK Internal Electrical work | No. | 1.0000 | 1.0000 | 5246 | 8M Hzl Plate (575750) | No. | 5.0000 | 144.5800 | 158.001.001.005.004.003.001.011.001.001. | 0.0000 | Material | 0 | 0.0000
570114 | A-1201-3BHK Wall Conduting Material | No. | 1.0000 | 1.0000 | 8482 | Flexible Pipe 3/4" | Mtrs | 3.0000 | 5.2500 | 158.001.001.005.004.003.001.011.001.002. | 0.0000 | Material | 0 | 0.0000
570114 | A-1201-3BHK Wall Conduting Material | No. | 1.0000 | 1.0000 | 501 | Nails 3" | Kgs | 0.5000 | 63.0000 | 158.001.001.005.004.003.001.011.001.002. | 0.0000 | Material | 0 | 0.0000
570114 | A-1201-3BHK Wall Conduting Material | No. | 1.0000 | 1.0000 | 3246 | PVC 1 way Junction Box 1" | No. | 6.0000 | 18.2000 | 158.001.001.005.004.003.001.011.001.002. | 0.0000 | Material | 0 | 0.0000
570114 | A-1201-3BHK Wall Conduting Material | No. | 1.0000 | 1.0000 | 838 | PVC Conduit Bend 1" | No. | 15.0000 | 6.3500 | 158.001.001.005.004.003.001.011.001.002. | 6.3500 | Material | 0 | 0.0000
570114 | A-1201-3BHK Wall Conduting Material | No. | 1.0000 | 1.0000 | 837 | PVC Conduit Pipe 1" mtrs | Mtrs | 105.0000 | 18.6000 | 158.001.001.005.004.003.001.011.001.002. | 18.6000 | Material | 0 | 0.0000
604515 | A-1201-3BHK Internal Flat DB Work | No. | 1.0000 | 1.0000 | 28289 | 10A Single Pole MCB (IH31P0C010) | No. | 3.0000 | 100.0000 | 158.001.001.005.004.003.001.011.001.003. | 100.0000 | Material | 0 | 0.0000
604515 | A-1201-3BHK Internal Flat DB Work | No. | 1.0000 | 1.0000 | 28297 | 20A Single Pole MCB (IH31P0C020) | No. | 9.0000 | 300.0000 | 158.001.001.005.004.003.001.011.001.003. | 300.0000 | Material | 0 | 0.0000
604515 | A-1201-3BHK Internal Flat DB Work | No. | 1.0000 | 1.0000 | 28545 | 40 AMP RCCB 4 Pole 30ma IH3R440030 | No. | 1.0000 | 118.0000 | 158.001.001.005.004.003.001.011.001.003. | 100.0000 | Material | 45 | 18.0000 | C+S GST 18% I/P RD
604515 | A-1201-3BHK Internal Flat DB Work | No. | 1.0000 | 1.0000 | 28777 | 6 Way TPN DB with tel. compartment IHETPNTV006 | No. | 1.0000 | 118.0000 | 158.001.001.005.004.003.001.011.001.003. | 100.0000 | Material | 45 | 18.0000 | C+S GST 18% I/P RD
606875 | A-1201-3BHK Int. Flat Switch Socket Material | No. | 1.0000 | 1.0000 | 5238 | 16A 1way switch w indi.(572063 | No. | 12.0000 | 127.5800 | 158.001.001.005.004.003.001.011.001.004. | 0.0000 | Material | 0 | 0.0000
606875 | A-1201-3BHK Int. Flat Switch Socket Material | No. | 1.0000 | 1.0000 | 8655 | 16A socket (573471) | No. | 12.0000 | 254.0000 | 158.001.001.005.004.003.001.011.001.004. | 254.0000 | Material | 0 | 0.0000
606875 | A-1201-3BHK Int. Flat Switch Socket Material | No. | 1.0000 | 1.0000 | 793 | 6 A Bell Push (573413) | No. | 1.0000 | 22.0500 | 158.001.001.005.004.003.001.011.001.004. | 0.0000 | Material | 0 | 0.0000
606875 | A-1201-3BHK Int. Flat Switch Socket Material | No. | 1.0000 | 1.0000 | 7294 | 6A 2 Way Switch (573402) | No. | 6.0000 | 130.0000 | 158.001.001.005.004.003.001.011.001.004. | 0.0000 | Material | 0 | 0.0000
606875 | A-1201-3BHK Int. Flat Switch Socket Material | No. | 1.0000 | 1.0000 | 28162 | 6A 3Pin Socket (573424) | No. | 30.0000 | 290.0000 | 158.001.001.005.004.003.001.011.001.004. | 290.0000 | Material | 0 | 0.0000
606875 | A-1201-3BHK Int. Flat Switch Socket Material | No. | 1.0000 | 1.0000 | 5240 | 6A One way Switch (573400) | No. | 61.0000 | 72.7600 | 158.001.001.005.004.003.001.011.001.004. | 0.0000 | Material | 0 | 0.0000
606875 | A-1201-3BHK Int. Flat Switch Socket Material | No. | 1.0000 | 1.0000 | 2556 | Angle Holder | No. | 6.0000 | 28.0000 | 158.001.001.005.004.003.001.011.001.004. | 0.0000 | Material | 0 | 0.0000
606875 | A-1201-3BHK Int. Flat Switch Socket Material | No. | 1.0000 | 1.0000 | 5244 | Blank Plate 1m (573449) | No. | 9.0000 | 19.8400 | 158.001.001.005.004.003.001.011.001.004. | 0.0000 | Material | 0 | 0.0000
606875 | A-1201-3BHK Int. Flat Switch Socket Material | No. | 1.0000 | 1.0000 | 1714 | Connector | No. | 5.0000 | 9.0000 | 158.001.001.005.004.003.001.011.001.004. | 0.0000 | Material | 0 | 0.0000
606875 | A-1201-3BHK Int. Flat Switch Socket Material | No. | 1.0000 | 1.0000 | 6758 | Fan Step Reg (573469) | No. | 7.0000 | 432.3400 | 158.001.001.005.004.003.001.011.001.004. | 0.0000 | Material | 0 | 0.0000
606875 | A-1201-3BHK Int. Flat Switch Socket Material | No. | 1.0000 | 1.0000 | 3287 | Round Plate 4" - No. | No. | 44.0000 | 9.0000 | 158.001.001.005.004.003.001.011.001.004. | 0.0000 | Material | 0 | 0.0000
606875 | A-1201-3BHK Int. Flat Switch Socket Material | No. | 1.0000 | 1.0000 | 9555 | Round Plate 6" | No. | 7.0000 | 6.0000 | 158.001.001.005.004.003.001.011.001.004. | 0.0000 | Material | 0 | 0.0000
606875 | A-1201-3BHK Int. Flat Switch Socket Material | No. | 1.0000 | 1.0000 | 6757 | T.V. Socket (573425) | No. | 4.0000 | 83.1600 | 158.001.001.005.004.003.001.011.001.004. | 0.0000 | Material | 0 | 0.0000
606875 | A-1201-3BHK Int. Flat Switch Socket Material | No. | 1.0000 | 1.0000 | 5242 | Tel. Socket 1mod (573426) | No. | 1.0000 | 79.3800 | 158.001.001.005.004.003.001.011.001.004. | 0.0000 | Material | 0 | 0.0000
673835 | A-1201-3BHK Internal Flat Wiring. | No. | 1.0000 | 1.0000 | 23458 | 2 Pair telephone cable | Mtrs | 0.0000 | 50.0000 | 158.001.001.005.004.003.001.011.001.005. | 50.0000 | Material | 0 | 0.0000
673835 | A-1201-3BHK Internal Flat Wiring. | No. | 1.0000 | 1.0000 | 12468 | PVC Copper Wire 1.5 Sqmm black | Mtrs | 123.7750 | 8.8600 | 158.001.001.005.004.003.001.011.001.005. | 8.8600 | Material | 0 | 0.0000
673835 | A-1201-3BHK Internal Flat Wiring. | No. | 1.0000 | 1.0000 | 12530 | PVC Copper Wire 1.5 Sqmm blue | Mtrs | 105.7500 | 8.8600 | 158.001.001.005.004.003.001.011.001.005. | 8.8600 | Material | 0 | 0.0000
673835 | A-1201-3BHK Internal Flat Wiring. | No. | 1.0000 | 1.0000 | 12469 | PVC Copper Wire 1.5 Sqmm green | Mtrs | 78.9800 | 8.8700 | 158.001.001.005.004.003.001.011.001.005. | 0.0000 | Material | 0 | 0.0000
673835 | A-1201-3BHK Internal Flat Wiring. | No. | 1.0000 | 1.0000 | 26439 | PVC Copper Wire 1.5 Sqmm Grey | Mtrs | 0.0000 | 100.0000 | 158.001.001.005.004.003.001.011.001.005. | 100.0000 | Material | 0 | 0.0000
673835 | A-1201-3BHK Internal Flat Wiring. | No. | 1.0000 | 1.0000 | 12466 | PVC Copper Wire 1.5 Sqmm red | Mtrs | 35.5000 | 8.8700 | 158.001.001.005.004.003.001.011.001.005. | 8.8700 | Material | 0 | 0.0000
673835 | A-1201-3BHK Internal Flat Wiring. | No. | 1.0000 | 1.0000 | 12529 | PVC Copper Wire 1.5 Sqmm yellow | Mtrs | 151.3250 | 10.0000 | 158.001.001.005.004.003.001.011.001.005. | 10.0000 | Material | 0 | 0.0000
673835 | A-1201-3BHK Internal Flat Wiring. | No. | 1.0000 | 1.0000 | 12471 | PVC Copper Wire 2.5 Sqmm black | Mtrs | 110.7250 | 14.2800 | 158.001.001.005.004.003.001.011.001.005. | 14.2800 | Material | 0 | 0.0000
673835 | A-1201-3BHK Internal Flat Wiring. | No. | 1.0000 | 1.0000 | 12527 | PVC Copper Wire 2.5 Sqmm blue | Mtrs | 0 | 14.2800 | 158.001.001.005.004.003.001.011.001.005. | 0.0000 | Material | 0 | 0.0000
673835 | A-1201-3BHK Internal Flat Wiring. | No. | 1.0000 | 1.0000 | 12472 | PVC Copper Wire 2.5 Sqmm green | Mtrs | 65.9800 | 14.2800 | 158.001.001.005.004.003.001.011.001.005. | 0.0000 | Material | 0 | 0.0000
673835 | A-1201-3BHK Internal Flat Wiring. | No. | 1.0000 | 1.0000 | 12470 | PVC Copper Wire 2.5 Sqmm red | Mtrs | 75.2500 | 14.2800 | 158.001.001.005.004.003.001.011.001.005. | 0.0000 | Material | 0 | 0.0000
673835 | A-1201-3BHK Internal Flat Wiring. | No. | 1.0000 | 1.0000 | 12528 | PVC Copper Wire 2.5 Sqmm yellow | Mtrs | 0.0000 | 14.2800 | 158.001.001.005.004.003.001.011.001.005. | 14.2800 | Material | 0 | 0.0000
673835 | A-1201-3BHK Internal Flat Wiring. | No. | 1.0000 | 1.0000 | 12475 | PVC Copper Wire 4 Sqmm black | Mtrs | 115.8500 | 21.1200 | 158.001.001.005.004.003.001.011.001.005. | 0.0000 | Material | 0 | 0.0000
673835 | A-1201-3BHK Internal Flat Wiring. | No. | 1.0000 | 1.0000 | 13068 | PVC Copper Wire 4 Sqmm blue | Mtrs | 77.5000 | 10.0000 | 158.001.001.005.004.003.001.011.001.005. | 0.0000 | Material | 0 | 0.0000
673835 | A-1201-3BHK Internal Flat Wiring. | No. | 1.0000 | 1.0000 | 12474 | PVC Copper Wire 4 Sqmm red | Mtrs | 0.0000 | 21.1200 | 158.001.001.005.004.003.001.011.001.005. | 0.0000 | Material | 0 | 0.0000
673835 | A-1201-3BHK Internal Flat Wiring. | No. | 1.0000 | 1.0000 | 13067 | PVC Copper Wire 4 Sqmm yellow | Mtrs | 81.9250 | 10.0000 | 158.001.001.005.004.003.001.011.001.005. | 0.0000 | Material | 0 | 0.0000
673835 | A-1201-3BHK Internal Flat Wiring. | No. | 1.0000 | 1.0000 | 1010 | RG-6 Co-Axial Cable | Mtrs | 0.0000 | 14.3900 | 158.001.001.005.004.003.001.011.001.005. | 0.0000 | Material | 0 | 0.0000
570107 | A-1202-2BHK Internal Electrical work | No. | 1.0000 | 1.0000 | 26454 | 12 Module GI Concealed Box | No. | 2.0000 | 255.0000 | 158.001.001.005.004.003.001.011.002.001. | 255.0000 | Material | 0 | 0.0000
570107 | A-1202-2BHK Internal Electrical work | No. | 1.0000 | 1.0000 | 5245 | 12M Plate (575770) | No. | 2.0000 | 225.8600 | 158.001.001.005.004.003.001.011.002.001. | 0.0000 | Material | 0 | 0.0000
570107 | A-1202-2BHK Internal Electrical work | No. | 1.0000 | 1.0000 | 26448 | 2 Module GI Concealed Box | No. | 9.0000 | 75.0000 | 158.001.001.005.004.003.001.011.002.001. | 75.0000 | Material | 0 | 0.0000
570107 | A-1202-2BHK Internal Electrical work | No. | 1.0000 | 1.0000 | 5250 | 2M Plate (575710) | No. | 9.0000 | 60.4800 | 158.001.001.005.004.003.001.011.002.001. | 0.0000 | Material | 0 | 0.0000
570107 | A-1202-2BHK Internal Electrical work | No. | 1.0000 | 1.0000 | 26449 | 3 Module GI Concealed Box | No. | 11.0000 | 105.0000 | 158.001.001.005.004.003.001.011.002.001. | 105.0000 | Material | 0 | 0.0000
570107 | A-1202-2BHK Internal Electrical work | No. | 1.0000 | 1.0000 | 5249 | 3M Plate (575720) | No. | 11.0000 | 68.9800 | 158.001.001.005.004.003.001.011.002.001. | 0.0000 | Material | 0 | 0.0000
570107 | A-1202-2BHK Internal Electrical work | No. | 1.0000 | 1.0000 | 26450 | 4 Module GI Concealed Box | No. | 3.0000 | 130.0000 | 158.001.001.005.004.003.001.011.002.001. | 130.0000 | Material | 0 | 0.0000
570107 | A-1202-2BHK Internal Electrical work | No. | 1.0000 | 1.0000 | 5248 | 4M Plate (575730) | No. | 3.0000 | 72.7600 | 158.001.001.005.004.003.001.011.002.001. | 0.0000 | Material | 0 | 0.0000
570107 | A-1202-2BHK Internal Electrical work | No. | 1.0000 | 1.0000 | 26451 | 6 Module GI Concealed Box | No. | 7.0000 | 160.0000 | 158.001.001.005.004.003.001.011.002.001. | 160.0000 | Material | 0 | 0.0000
570107 | A-1202-2BHK Internal Electrical work | No. | 1.0000 | 1.0000 | 5247 | 6M Plate (575740) | No. | 7.0000 | 131.3500 | 158.001.001.005.004.003.001.011.002.001. | 0.0000 | Material | 0 | 0.0000
570107 | A-1202-2BHK Internal Electrical work | No. | 1.0000 | 1.0000 | 26452 | 8 Module GI Concealed Box | No. | 4.0000 | 215.0000 | 158.001.001.005.004.003.001.011.002.001. | 215.0000 | Material | 0 | 0.0000
570107 | A-1202-2BHK Internal Electrical work | No. | 1.0000 | 1.0000 | 5246 | 8M Hzl Plate (575750) | No. | 4.0000 | 144.5800 | 158.001.001.005.004.003.001.011.002.001. | 0.0000 | Material | 0 | 0.0000
570116 | A-1202-2BHK Wall Conduting Material 2BHK | No. | 1.0000 | 1.0000 | 8482 | Flexible Pipe 3/4" | Mtrs | 3.0000 | 5.2500 | 158.001.001.005.004.003.001.011.002.002. | 0.0000 | Material | 0 | 0.0000
570116 | A-1202-2BHK Wall Conduting Material 2BHK | No. | 1.0000 | 1.0000 | 501 | Nails 3" | Kgs | 0.5000 | 63.0000 | 158.001.001.005.004.003.001.011.002.002. | 0.0000 | Material | 0 | 0.0000
570116 | A-1202-2BHK Wall Conduting Material 2BHK | No. | 1.0000 | 1.0000 | 3246 | PVC 1 way Junction Box 1" | No. | 4.0000 | 18.2000 | 158.001.001.005.004.003.001.011.002.002. | 0.0000 | Material | 0 | 0.0000
570116 | A-1202-2BHK Wall Conduting Material 2BHK | No. | 1.0000 | 1.0000 | 838 | PVC Conduit Bend 1" | No. | 13.0000 | 6.3500 | 158.001.001.005.004.003.001.011.002.002. | 6.3500 | Material | 0 | 0.0000
570116 | A-1202-2BHK Wall Conduting Material 2BHK | No. | 1.0000 | 1.0000 | 837 | PVC Conduit Pipe 1" mtrs | Mtrs | 90.0000 | 18.6000 | 158.001.001.005.004.003.001.011.002.002. | 18.6000 | Material | 0 | 0.0000
604516 | A-1202-2BHK Internal Flat DB Work | No. | 1.0000 | 1.0000 | 28289 | 10A Single Pole MCB (IH31P0C010) | No. | 4.0000 | 100.0000 | 158.001.001.005.004.003.001.011.002.003. | 100.0000 | Material | 0 | 0.0000
604516 | A-1202-2BHK Internal Flat DB Work | No. | 1.0000 | 1.0000 | 28297 | 20A Single Pole MCB (IH31P0C020) | No. | 8.0000 | 300.0000 | 158.001.001.005.004.003.001.011.002.003. | 300.0000 | Material | 0 | 0.0000
604516 | A-1202-2BHK Internal Flat DB Work | No. | 1.0000 | 1.0000 | 28776 | 4 Way TPN DB with tel. compartment IHETPNYV004 | No. | 1.0000 | 118.0000 | 158.001.001.005.004.003.001.011.002.003. | 100.0000 | Material | 45 | 18.0000 | C+S GST 18% I/P RD
604516 | A-1202-2BHK Internal Flat DB Work | No. | 1.0000 | 1.0000 | 28545 | 40 AMP RCCB 4 Pole 30ma IH3R440030 | No. | 1.0000 | 118.0000 | 158.001.001.005.004.003.001.011.002.003. | 100.0000 | Material | 45 | 18.0000 | C+S GST 18% I/P RD
610566 | A-1202-2BHK Int. Flat Switch Socket Material | No. | 1.0000 | 1.0000 | 5238 | 16A 1way switch w indi.(572063 | No. | 8.0000 | 127.5800 | 158.001.001.005.004.003.001.011.002.004. | 0.0000 | Material | 0 | 0.0000
610566 | A-1202-2BHK Int. Flat Switch Socket Material | No. | 1.0000 | 1.0000 | 8655 | 16A socket (573471) | No. | 10.0000 | 254.0000 | 158.001.001.005.004.003.001.011.002.004. | 254.0000 | Material | 0 | 0.0000
610566 | A-1202-2BHK Int. Flat Switch Socket Material | No. | 1.0000 | 1.0000 | 793 | 6 A Bell Push (573413) | No. | 1.0000 | 22.0500 | 158.001.001.005.004.003.001.011.002.004. | 0.0000 | Material | 0 | 0.0000
610566 | A-1202-2BHK Int. Flat Switch Socket Material | No. | 1.0000 | 1.0000 | 7294 | 6A 2 Way Switch (573402) | No. | 4.0000 | 130.0000 | 158.001.001.005.004.003.001.011.002.004. | 0.0000 | Material | 0 | 0.0000
610566 | A-1202-2BHK Int. Flat Switch Socket Material | No. | 1.0000 | 1.0000 | 28162 | 6A 3Pin Socket (573424) | No. | 25.0000 | 290.0000 | 158.001.001.005.004.003.001.011.002.004. | 290.0000 | Material | 0 | 0.0000
610566 | A-1202-2BHK Int. Flat Switch Socket Material | No. | 1.0000 | 1.0000 | 5240 | 6A One way Switch (573400) | No. | 51.0000 | 72.7600 | 158.001.001.005.004.003.001.011.002.004. | 0.0000 | Material | 0 | 0.0000
610566 | A-1202-2BHK Int. Flat Switch Socket Material | No. | 1.0000 | 1.0000 | 2556 | Angle Holder | No. | 5.0000 | 28.0000 | 158.001.001.005.004.003.001.011.002.004. | 0.0000 | Material | 0 | 0.0000
610566 | A-1202-2BHK Int. Flat Switch Socket Material | No. | 1.0000 | 1.0000 | 5244 | Blank Plate 1m (573449) | No. | 9.0000 | 19.8400 | 158.001.001.005.004.003.001.011.002.004. | 0.0000 | Material | 0 | 0.0000
610566 | A-1202-2BHK Int. Flat Switch Socket Material | No. | 1.0000 | 1.0000 | 1714 | Connector | No. | 4.0000 | 9.0000 | 158.001.001.005.004.003.001.011.002.004. | 0.0000 | Material | 0 | 0.0000
610566 | A-1202-2BHK Int. Flat Switch Socket Material | No. | 1.0000 | 1.0000 | 6758 | Fan Step Reg (573469) | No. | 6.0000 | 432.3400 | 158.001.001.005.004.003.001.011.002.004. | 0.0000 | Material | 0 | 0.0000
610566 | A-1202-2BHK Int. Flat Switch Socket Material | No. | 1.0000 | 1.0000 | 3287 | Round Plate 4" - No. | No. | 38.0000 | 9.0000 | 158.001.001.005.004.003.001.011.002.004. | 0.0000 | Material | 0 | 0.0000
610566 | A-1202-2BHK Int. Flat Switch Socket Material | No. | 1.0000 | 1.0000 | 9555 | Round Plate 6" | No. | 6.0000 | 6.0000 | 158.001.001.005.004.003.001.011.002.004. | 0.0000 | Material | 0 | 0.0000
610566 | A-1202-2BHK Int. Flat Switch Socket Material | No. | 1.0000 | 1.0000 | 6757 | T.V. Socket (573425) | No. | 3.0000 | 83.1600 | 158.001.001.005.004.003.001.011.002.004. | 0.0000 | Material | 0 | 0.0000
610566 | A-1202-2BHK Int. Flat Switch Socket Material | No. | 1.0000 | 1.0000 | 5242 | Tel. Socket 1mod (573426) | No. | 1.0000 | 79.3800 | 158.001.001.005.004.003.001.011.002.004. | 0.0000 | Material | 0 | 0.0000
673836 | A-1202-2BHK Internal Flat Wiring. | No. | 1.0000 | 1.0000 | 23458 | 2 Pair telephone cable | Mtrs | 0.0000 | 50.0000 | 158.001.001.005.004.003.001.011.002.005. | 50.0000 | Material | 0 | 0.0000
673836 | A-1202-2BHK Internal Flat Wiring. | No. | 1.0000 | 1.0000 | 12468 | PVC Copper Wire 1.5 Sqmm black | Mtrs | 123.7750 | 8.8600 | 158.001.001.005.004.003.001.011.002.005. | 8.8600 | Material | 0 | 0.0000
673836 | A-1202-2BHK Internal Flat Wiring. | No. | 1.0000 | 1.0000 | 12530 | PVC Copper Wire 1.5 Sqmm blue | Mtrs | 105.7500 | 8.8600 | 158.001.001.005.004.003.001.011.002.005. | 8.8600 | Material | 0 | 0.0000
673836 | A-1202-2BHK Internal Flat Wiring. | No. | 1.0000 | 1.0000 | 12469 | PVC Copper Wire 1.5 Sqmm green | Mtrs | 78.9800 | 8.8700 | 158.001.001.005.004.003.001.011.002.005. | 0.0000 | Material | 0 | 0.0000
673836 | A-1202-2BHK Internal Flat Wiring. | No. | 1.0000 | 1.0000 | 26439 | PVC Copper Wire 1.5 Sqmm Grey | Mtrs | 0.0000 | 100.0000 | 158.001.001.005.004.003.001.011.002.005. | 100.0000 | Material | 0 | 0.0000
673836 | A-1202-2BHK Internal Flat Wiring. | No. | 1.0000 | 1.0000 | 12466 | PVC Copper Wire 1.5 Sqmm red | Mtrs | 35.5000 | 8.8700 | 158.001.001.005.004.003.001.011.002.005. | 8.8700 | Material | 0 | 0.0000
673836 | A-1202-2BHK Internal Flat Wiring. | No. | 1.0000 | 1.0000 | 12529 | PVC Copper Wire 1.5 Sqmm yellow | Mtrs | 151.3250 | 10.0000 | 158.001.001.005.004.003.001.011.002.005. | 10.0000 | Material | 0 | 0.0000
673836 | A-1202-2BHK Internal Flat Wiring. | No. | 1.0000 | 1.0000 | 12471 | PVC Copper Wire 2.5 Sqmm black | Mtrs | 110.7250 | 14.2800 | 158.001.001.005.004.003.001.011.002.005. | 14.2800 | Material | 0 | 0.0000
673836 | A-1202-2BHK Internal Flat Wiring. | No. | 1.0000 | 1.0000 | 12527 | PVC Copper Wire 2.5 Sqmm blue | Mtrs | 0 | 14.2800 | 158.001.001.005.004.003.001.011.002.005. | 0.0000 | Material | 0 | 0.0000
673836 | A-1202-2BHK Internal Flat Wiring. | No. | 1.0000 | 1.0000 | 12472 | PVC Copper Wire 2.5 Sqmm green | Mtrs | 65.9800 | 14.2800 | 158.001.001.005.004.003.001.011.002.005. | 0.0000 | Material | 0 | 0.0000
673836 | A-1202-2BHK Internal Flat Wiring. | No. | 1.0000 | 1.0000 | 12470 | PVC Copper Wire 2.5 Sqmm red | Mtrs | 75.2500 | 14.2800 | 158.001.001.005.004.003.001.011.002.005. | 0.0000 | Material | 0 | 0.0000
673836 | A-1202-2BHK Internal Flat Wiring. | No. | 1.0000 | 1.0000 | 12528 | PVC Copper Wire 2.5 Sqmm yellow | Mtrs | 0.0000 | 14.2800 | 158.001.001.005.004.003.001.011.002.005. | 14.2800 | Material | 0 | 0.0000
673836 | A-1202-2BHK Internal Flat Wiring. | No. | 1.0000 | 1.0000 | 12475 | PVC Copper Wire 4 Sqmm black | Mtrs | 115.8500 | 21.1200 | 158.001.001.005.004.003.001.011.002.005. | 0.0000 | Material | 0 | 0.0000
673836 | A-1202-2BHK Internal Flat Wiring. | No. | 1.0000 | 1.0000 | 13068 | PVC Copper Wire 4 Sqmm blue | Mtrs | 77.5000 | 10.0000 | 158.001.001.005.004.003.001.011.002.005. | 0.0000 | Material | 0 | 0.0000
673836 | A-1202-2BHK Internal Flat Wiring. | No. | 1.0000 | 1.0000 | 12474 | PVC Copper Wire 4 Sqmm red | Mtrs | 0.0000 | 21.1200 | 158.001.001.005.004.003.001.011.002.005. | 0.0000 | Material | 0 | 0.0000
673836 | A-1202-2BHK Internal Flat Wiring. | No. | 1.0000 | 1.0000 | 13067 | PVC Copper Wire 4 Sqmm yellow | Mtrs | 81.9250 | 10.0000 | 158.001.001.005.004.003.001.011.002.005. | 0.0000 | Material | 0 | 0.0000
673836 | A-1202-2BHK Internal Flat Wiring. | No. | 1.0000 | 1.0000 | 1010 | RG-6 Co-Axial Cable | Mtrs | 0.0000 | 14.3900 | 158.001.001.005.004.003.001.011.002.005. | 0.0000 | Material | 0 | 0.0000
570108 | A-1203-2BHK Internal Electrical work | No. | 1.0000 | 1.0000 | 26454 | 12 Module GI Concealed Box | No. | 2.0000 | 255.0000 | 158.001.001.005.004.003.001.011.003.001. | 255.0000 | Material | 0 | 0.0000
570108 | A-1203-2BHK Internal Electrical work | No. | 1.0000 | 1.0000 | 5245 | 12M Plate (575770) | No. | 2.0000 | 225.8600 | 158.001.001.005.004.003.001.011.003.001. | 0.0000 | Material | 0 | 0.0000
570108 | A-1203-2BHK Internal Electrical work | No. | 1.0000 | 1.0000 | 26448 | 2 Module GI Concealed Box | No. | 9.0000 | 75.0000 | 158.001.001.005.004.003.001.011.003.001. | 75.0000 | Material | 0 | 0.0000
570108 | A-1203-2BHK Internal Electrical work | No. | 1.0000 | 1.0000 | 5250 | 2M Plate (575710) | No. | 9.0000 | 60.4800 | 158.001.001.005.004.003.001.011.003.001. | 0.0000 | Material | 0 | 0.0000
570108 | A-1203-2BHK Internal Electrical work | No. | 1.0000 | 1.0000 | 26449 | 3 Module GI Concealed Box | No. | 11.0000 | 105.0000 | 158.001.001.005.004.003.001.011.003.001. | 105.0000 | Material | 0 | 0.0000
570108 | A-1203-2BHK Internal Electrical work | No. | 1.0000 | 1.0000 | 5249 | 3M Plate (575720) | No. | 11.0000 | 68.9800 | 158.001.001.005.004.003.001.011.003.001. | 0.0000 | Material | 0 | 0.0000
570108 | A-1203-2BHK Internal Electrical work | No. | 1.0000 | 1.0000 | 26450 | 4 Module GI Concealed Box | No. | 3.0000 | 130.0000 | 158.001.001.005.004.003.001.011.003.001. | 130.0000 | Material | 0 | 0.0000
570108 | A-1203-2BHK Internal Electrical work | No. | 1.0000 | 1.0000 | 5248 | 4M Plate (575730) | No. | 3.0000 | 72.7600 | 158.001.001.005.004.003.001.011.003.001. | 0.0000 | Material | 0 | 0.0000
570108 | A-1203-2BHK Internal Electrical work | No. | 1.0000 | 1.0000 | 26451 | 6 Module GI Concealed Box | No. | 7.0000 | 160.0000 | 158.001.001.005.004.003.001.011.003.001. | 160.0000 | Material | 0 | 0.0000
570108 | A-1203-2BHK Internal Electrical work | No. | 1.0000 | 1.0000 | 5247 | 6M Plate (575740) | No. | 7.0000 | 131.3500 | 158.001.001.005.004.003.001.011.003.001. | 0.0000 | Material | 0 | 0.0000
570108 | A-1203-2BHK Internal Electrical work | No. | 1.0000 | 1.0000 | 26452 | 8 Module GI Concealed Box | No. | 4.0000 | 215.0000 | 158.001.001.005.004.003.001.011.003.001. | 215.0000 | Material | 0 | 0.0000
570108 | A-1203-2BHK Internal Electrical work | No. | 1.0000 | 1.0000 | 5246 | 8M Hzl Plate (575750) | No. | 4.0000 | 144.5800 | 158.001.001.005.004.003.001.011.003.001. | 0.0000 | Material | 0 | 0.0000
570117 | A-1203-2BHK Wall Conduting Material 2BHK | No. | 1.0000 | 1.0000 | 8482 | Flexible Pipe 3/4" | Mtrs | 3.0000 | 5.2500 | 158.001.001.005.004.003.001.011.003.002. | 0.0000 | Material | 0 | 0.0000
570117 | A-1203-2BHK Wall Conduting Material 2BHK | No. | 1.0000 | 1.0000 | 501 | Nails 3" | Kgs | 0.5000 | 63.0000 | 158.001.001.005.004.003.001.011.003.002. | 0.0000 | Material | 0 | 0.0000
570117 | A-1203-2BHK Wall Conduting Material 2BHK | No. | 1.0000 | 1.0000 | 3246 | PVC 1 way Junction Box 1" | No. | 4.0000 | 18.2000 | 158.001.001.005.004.003.001.011.003.002. | 0.0000 | Material | 0 | 0.0000
570117 | A-1203-2BHK Wall Conduting Material 2BHK | No. | 1.0000 | 1.0000 | 838 | PVC Conduit Bend 1" | No. | 13.0000 | 6.3500 | 158.001.001.005.004.003.001.011.003.002. | 6.3500 | Material | 0 | 0.0000
570117 | A-1203-2BHK Wall Conduting Material 2BHK | No. | 1.0000 | 1.0000 | 837 | PVC Conduit Pipe 1" mtrs | Mtrs | 90.0000 | 18.6000 | 158.001.001.005.004.003.001.011.003.002. | 18.6000 | Material | 0 | 0.0000
604517 | A-1203-2BHK Internal Flat DB Work | No. | 1.0000 | 1.0000 | 28289 | 10A Single Pole MCB (IH31P0C010) | No. | 4.0000 | 100.0000 | 158.001.001.005.004.003.001.011.003.003. | 100.0000 | Material | 0 | 0.0000
604517 | A-1203-2BHK Internal Flat DB Work | No. | 1.0000 | 1.0000 | 28297 | 20A Single Pole MCB (IH31P0C020) | No. | 8.0000 | 300.0000 | 158.001.001.005.004.003.001.011.003.003. | 300.0000 | Material | 0 | 0.0000
604517 | A-1203-2BHK Internal Flat DB Work | No. | 1.0000 | 1.0000 | 28776 | 4 Way TPN DB with tel. compartment IHETPNYV004 | No. | 1.0000 | 118.0000 | 158.001.001.005.004.003.001.011.003.003. | 100.0000 | Material | 45 | 18.0000 | C+S GST 18% I/P RD
604517 | A-1203-2BHK Internal Flat DB Work | No. | 1.0000 | 1.0000 | 28545 | 40 AMP RCCB 4 Pole 30ma IH3R440030 | No. | 1.0000 | 118.0000 | 158.001.001.005.004.003.001.011.003.003. | 100.0000 | Material | 45 | 18.0000 | C+S GST 18% I/P RD
610567 | A-1203-2BHK Int. Flat Switch Socket Material | No. | 1.0000 | 1.0000 | 5238 | 16A 1way switch w indi.(572063 | No. | 8.0000 | 127.5800 | 158.001.001.005.004.003.001.011.003.004. | 0.0000 | Material | 0 | 0.0000
610567 | A-1203-2BHK Int. Flat Switch Socket Material | No. | 1.0000 | 1.0000 | 8655 | 16A socket (573471) | No. | 10.0000 | 254.0000 | 158.001.001.005.004.003.001.011.003.004. | 254.0000 | Material | 0 | 0.0000
610567 | A-1203-2BHK Int. Flat Switch Socket Material | No. | 1.0000 | 1.0000 | 793 | 6 A Bell Push (573413) | No. | 1.0000 | 22.0500 | 158.001.001.005.004.003.001.011.003.004. | 0.0000 | Material | 0 | 0.0000
610567 | A-1203-2BHK Int. Flat Switch Socket Material | No. | 1.0000 | 1.0000 | 7294 | 6A 2 Way Switch (573402) | No. | 4.0000 | 130.0000 | 158.001.001.005.004.003.001.011.003.004. | 0.0000 | Material | 0 | 0.0000
610567 | A-1203-2BHK Int. Flat Switch Socket Material | No. | 1.0000 | 1.0000 | 28162 | 6A 3Pin Socket (573424) | No. | 25.0000 | 290.0000 | 158.001.001.005.004.003.001.011.003.004. | 290.0000 | Material | 0 | 0.0000
610567 | A-1203-2BHK Int. Flat Switch Socket Material | No. | 1.0000 | 1.0000 | 5240 | 6A One way Switch (573400) | No. | 51.0000 | 72.7600 | 158.001.001.005.004.003.001.011.003.004. | 0.0000 | Material | 0 | 0.0000
610567 | A-1203-2BHK Int. Flat Switch Socket Material | No. | 1.0000 | 1.0000 | 2556 | Angle Holder | No. | 5.0000 | 28.0000 | 158.001.001.005.004.003.001.011.003.004. | 0.0000 | Material | 0 | 0.0000
610567 | A-1203-2BHK Int. Flat Switch Socket Material | No. | 1.0000 | 1.0000 | 5244 | Blank Plate 1m (573449) | No. | 9.0000 | 19.8400 | 158.001.001.005.004.003.001.011.003.004. | 0.0000 | Material | 0 | 0.0000
610567 | A-1203-2BHK Int. Flat Switch Socket Material | No. | 1.0000 | 1.0000 | 1714 | Connector | No. | 4.0000 | 9.0000 | 158.001.001.005.004.003.001.011.003.004. | 0.0000 | Material | 0 | 0.0000
610567 | A-1203-2BHK Int. Flat Switch Socket Material | No. | 1.0000 | 1.0000 | 6758 | Fan Step Reg (573469) | No. | 6.0000 | 432.3400 | 158.001.001.005.004.003.001.011.003.004. | 0.0000 | Material | 0 | 0.0000
610567 | A-1203-2BHK Int. Flat Switch Socket Material | No. | 1.0000 | 1.0000 | 3287 | Round Plate 4" - No. | No. | 38.0000 | 9.0000 | 158.001.001.005.004.003.001.011.003.004. | 0.0000 | Material | 0 | 0.0000
610567 | A-1203-2BHK Int. Flat Switch Socket Material | No. | 1.0000 | 1.0000 | 9555 | Round Plate 6" | No. | 6.0000 | 6.0000 | 158.001.001.005.004.003.001.011.003.004. | 0.0000 | Material | 0 | 0.0000
610567 | A-1203-2BHK Int. Flat Switch Socket Material | No. | 1.0000 | 1.0000 | 6757 | T.V. Socket (573425) | No. | 3.0000 | 83.1600 | 158.001.001.005.004.003.001.011.003.004. | 0.0000 | Material | 0 | 0.0000
610567 | A-1203-2BHK Int. Flat Switch Socket Material | No. | 1.0000 | 1.0000 | 5242 | Tel. Socket 1mod (573426) | No. | 1.0000 | 79.3800 | 158.001.001.005.004.003.001.011.003.004. | 0.0000 | Material | 0 | 0.0000
673837 | A-1203-2BHK Internal Flat Wiring. | No. | 1.0000 | 1.0000 | 23458 | 2 Pair telephone cable | Mtrs | 0.0000 | 50.0000 | 158.001.001.005.004.003.001.011.003.005. | 50.0000 | Material | 0 | 0.0000
673837 | A-1203-2BHK Internal Flat Wiring. | No. | 1.0000 | 1.0000 | 12468 | PVC Copper Wire 1.5 Sqmm black | Mtrs | 123.7750 | 8.8600 | 158.001.001.005.004.003.001.011.003.005. | 8.8600 | Material | 0 | 0.0000
673837 | A-1203-2BHK Internal Flat Wiring. | No. | 1.0000 | 1.0000 | 12530 | PVC Copper Wire 1.5 Sqmm blue | Mtrs | 105.7500 | 8.8600 | 158.001.001.005.004.003.001.011.003.005. | 8.8600 | Material | 0 | 0.0000
673837 | A-1203-2BHK Internal Flat Wiring. | No. | 1.0000 | 1.0000 | 12469 | PVC Copper Wire 1.5 Sqmm green | Mtrs | 78.9800 | 8.8700 | 158.001.001.005.004.003.001.011.003.005. | 0.0000 | Material | 0 | 0.0000
673837 | A-1203-2BHK Internal Flat Wiring. | No. | 1.0000 | 1.0000 | 26439 | PVC Copper Wire 1.5 Sqmm Grey | Mtrs | 0.0000 | 100.0000 | 158.001.001.005.004.003.001.011.003.005. | 100.0000 | Material | 0 | 0.0000
673837 | A-1203-2BHK Internal Flat Wiring. | No. | 1.0000 | 1.0000 | 12466 | PVC Copper Wire 1.5 Sqmm red | Mtrs | 35.5000 | 8.8700 | 158.001.001.005.004.003.001.011.003.005. | 8.8700 | Material | 0 | 0.0000
673837 | A-1203-2BHK Internal Flat Wiring. | No. | 1.0000 | 1.0000 | 12529 | PVC Copper Wire 1.5 Sqmm yellow | Mtrs | 151.3250 | 10.0000 | 158.001.001.005.004.003.001.011.003.005. | 10.0000 | Material | 0 | 0.0000
673837 | A-1203-2BHK Internal Flat Wiring. | No. | 1.0000 | 1.0000 | 12471 | PVC Copper Wire 2.5 Sqmm black | Mtrs | 110.7250 | 14.2800 | 158.001.001.005.004.003.001.011.003.005. | 14.2800 | Material | 0 | 0.0000
673837 | A-1203-2BHK Internal Flat Wiring. | No. | 1.0000 | 1.0000 | 12527 | PVC Copper Wire 2.5 Sqmm blue | Mtrs | 0 | 14.2800 | 158.001.001.005.004.003.001.011.003.005. | 0.0000 | Material | 0 | 0.0000
673837 | A-1203-2BHK Internal Flat Wiring. | No. | 1.0000 | 1.0000 | 12472 | PVC Copper Wire 2.5 Sqmm green | Mtrs | 65.9800 | 14.2800 | 158.001.001.005.004.003.001.011.003.005. | 0.0000 | Material | 0 | 0.0000
673837 | A-1203-2BHK Internal Flat Wiring. | No. | 1.0000 | 1.0000 | 12470 | PVC Copper Wire 2.5 Sqmm red | Mtrs | 75.2500 | 14.2800 | 158.001.001.005.004.003.001.011.003.005. | 0.0000 | Material | 0 | 0.0000
673837 | A-1203-2BHK Internal Flat Wiring. | No. | 1.0000 | 1.0000 | 12528 | PVC Copper Wire 2.5 Sqmm yellow | Mtrs | 0.0000 | 14.2800 | 158.001.001.005.004.003.001.011.003.005. | 14.2800 | Material | 0 | 0.0000
673837 | A-1203-2BHK Internal Flat Wiring. | No. | 1.0000 | 1.0000 | 12475 | PVC Copper Wire 4 Sqmm black | Mtrs | 115.8500 | 21.1200 | 158.001.001.005.004.003.001.011.003.005. | 0.0000 | Material | 0 | 0.0000
673837 | A-1203-2BHK Internal Flat Wiring. | No. | 1.0000 | 1.0000 | 13068 | PVC Copper Wire 4 Sqmm blue | Mtrs | 77.5000 | 10.0000 | 158.001.001.005.004.003.001.011.003.005. | 0.0000 | Material | 0 | 0.0000
673837 | A-1203-2BHK Internal Flat Wiring. | No. | 1.0000 | 1.0000 | 12474 | PVC Copper Wire 4 Sqmm red | Mtrs | 0.0000 | 21.1200 | 158.001.001.005.004.003.001.011.003.005. | 0.0000 | Material | 0 | 0.0000
673837 | A-1203-2BHK Internal Flat Wiring. | No. | 1.0000 | 1.0000 | 13067 | PVC Copper Wire 4 Sqmm yellow | Mtrs | 81.9250 | 10.0000 | 158.001.001.005.004.003.001.011.003.005. | 0.0000 | Material | 0 | 0.0000
673837 | A-1203-2BHK Internal Flat Wiring. | No. | 1.0000 | 1.0000 | 1010 | RG-6 Co-Axial Cable | Mtrs | 0.0000 | 14.3900 | 158.001.001.005.004.003.001.011.003.005. | 0.0000 | Material | 0 | 0.0000
570109 | A-1204-2BHK Internal Electrical work | No. | 1.0000 | 1.0000 | 26454 | 12 Module GI Concealed Box | No. | 2.0000 | 255.0000 | 158.001.001.005.004.003.001.011.004.001. | 255.0000 | Material | 0 | 0.0000
570109 | A-1204-2BHK Internal Electrical work | No. | 1.0000 | 1.0000 | 5245 | 12M Plate (575770) | No. | 2.0000 | 225.8600 | 158.001.001.005.004.003.001.011.004.001. | 0.0000 | Material | 0 | 0.0000
570109 | A-1204-2BHK Internal Electrical work | No. | 1.0000 | 1.0000 | 26448 | 2 Module GI Concealed Box | No. | 9.0000 | 75.0000 | 158.001.001.005.004.003.001.011.004.001. | 75.0000 | Material | 0 | 0.0000
570109 | A-1204-2BHK Internal Electrical work | No. | 1.0000 | 1.0000 | 5250 | 2M Plate (575710) | No. | 9.0000 | 60.4800 | 158.001.001.005.004.003.001.011.004.001. | 0.0000 | Material | 0 | 0.0000
570109 | A-1204-2BHK Internal Electrical work | No. | 1.0000 | 1.0000 | 26449 | 3 Module GI Concealed Box | No. | 11.0000 | 105.0000 | 158.001.001.005.004.003.001.011.004.001. | 105.0000 | Material | 0 | 0.0000
570109 | A-1204-2BHK Internal Electrical work | No. | 1.0000 | 1.0000 | 5249 | 3M Plate (575720) | No. | 11.0000 | 68.9800 | 158.001.001.005.004.003.001.011.004.001. | 0.0000 | Material | 0 | 0.0000
570109 | A-1204-2BHK Internal Electrical work | No. | 1.0000 | 1.0000 | 26450 | 4 Module GI Concealed Box | No. | 3.0000 | 130.0000 | 158.001.001.005.004.003.001.011.004.001. | 130.0000 | Material | 0 | 0.0000
570109 | A-1204-2BHK Internal Electrical work | No. | 1.0000 | 1.0000 | 5248 | 4M Plate (575730) | No. | 3.0000 | 72.7600 | 158.001.001.005.004.003.001.011.004.001. | 0.0000 | Material | 0 | 0.0000
570109 | A-1204-2BHK Internal Electrical work | No. | 1.0000 | 1.0000 | 26451 | 6 Module GI Concealed Box | No. | 7.0000 | 160.0000 | 158.001.001.005.004.003.001.011.004.001. | 160.0000 | Material | 0 | 0.0000
570109 | A-1204-2BHK Internal Electrical work | No. | 1.0000 | 1.0000 | 5247 | 6M Plate (575740) | No. | 7.0000 | 131.3500 | 158.001.001.005.004.003.001.011.004.001. | 0.0000 | Material | 0 | 0.0000
570109 | A-1204-2BHK Internal Electrical work | No. | 1.0000 | 1.0000 | 26452 | 8 Module GI Concealed Box | No. | 4.0000 | 215.0000 | 158.001.001.005.004.003.001.011.004.001. | 215.0000 | Material | 0 | 0.0000
570109 | A-1204-2BHK Internal Electrical work | No. | 1.0000 | 1.0000 | 5246 | 8M Hzl Plate (575750) | No. | 4.0000 | 144.5800 | 158.001.001.005.004.003.001.011.004.001. | 0.0000 | Material | 0 | 0.0000
570118 | A-1204-2BHK Wall Conduting Material 2BHK | No. | 1.0000 | 1.0000 | 8482 | Flexible Pipe 3/4" | Mtrs | 3.0000 | 5.2500 | 158.001.001.005.004.003.001.011.004.002. | 0.0000 | Material | 0 | 0.0000
570118 | A-1204-2BHK Wall Conduting Material 2BHK | No. | 1.0000 | 1.0000 | 501 | Nails 3" | Kgs | 0.5000 | 63.0000 | 158.001.001.005.004.003.001.011.004.002. | 0.0000 | Material | 0 | 0.0000
570118 | A-1204-2BHK Wall Conduting Material 2BHK | No. | 1.0000 | 1.0000 | 3246 | PVC 1 way Junction Box 1" | No. | 4.0000 | 18.2000 | 158.001.001.005.004.003.001.011.004.002. | 0.0000 | Material | 0 | 0.0000
570118 | A-1204-2BHK Wall Conduting Material 2BHK | No. | 1.0000 | 1.0000 | 838 | PVC Conduit Bend 1" | No. | 13.0000 | 6.3500 | 158.001.001.005.004.003.001.011.004.002. | 6.3500 | Material | 0 | 0.0000
570118 | A-1204-2BHK Wall Conduting Material 2BHK | No. | 1.0000 | 1.0000 | 837 | PVC Conduit Pipe 1" mtrs | Mtrs | 90.0000 | 18.6000 | 158.001.001.005.004.003.001.011.004.002. | 18.6000 | Material | 0 | 0.0000
604518 | A-1204-2BHK Internal Flat DB Work | No. | 1.0000 | 1.0000 | 28289 | 10A Single Pole MCB (IH31P0C010) | No. | 4.0000 | 100.0000 | 158.001.001.005.004.003.001.011.004.003. | 100.0000 | Material | 0 | 0.0000
604518 | A-1204-2BHK Internal Flat DB Work | No. | 1.0000 | 1.0000 | 28297 | 20A Single Pole MCB (IH31P0C020) | No. | 8.0000 | 300.0000 | 158.001.001.005.004.003.001.011.004.003. | 300.0000 | Material | 0 | 0.0000
604518 | A-1204-2BHK Internal Flat DB Work | No. | 1.0000 | 1.0000 | 28776 | 4 Way TPN DB with tel. compartment IHETPNYV004 | No. | 1.0000 | 118.0000 | 158.001.001.005.004.003.001.011.004.003. | 100.0000 | Material | 45 | 18.0000 | C+S GST 18% I/P RD
604518 | A-1204-2BHK Internal Flat DB Work | No. | 1.0000 | 1.0000 | 28545 | 40 AMP RCCB 4 Pole 30ma IH3R440030 | No. | 1.0000 | 118.0000 | 158.001.001.005.004.003.001.011.004.003. | 100.0000 | Material | 45 | 18.0000 | C+S GST 18% I/P RD
610568 | A-1204-2BHK Int. Flat Switch Socket Material | No. | 1.0000 | 1.0000 | 5238 | 16A 1way switch w indi.(572063 | No. | 8.0000 | 127.5800 | 158.001.001.005.004.003.001.011.004.004. | 0.0000 | Material | 0 | 0.0000
610568 | A-1204-2BHK Int. Flat Switch Socket Material | No. | 1.0000 | 1.0000 | 8655 | 16A socket (573471) | No. | 10.0000 | 254.0000 | 158.001.001.005.004.003.001.011.004.004. | 254.0000 | Material | 0 | 0.0000
610568 | A-1204-2BHK Int. Flat Switch Socket Material | No. | 1.0000 | 1.0000 | 793 | 6 A Bell Push (573413) | No. | 1.0000 | 22.0500 | 158.001.001.005.004.003.001.011.004.004. | 0.0000 | Material | 0 | 0.0000
610568 | A-1204-2BHK Int. Flat Switch Socket Material | No. | 1.0000 | 1.0000 | 7294 | 6A 2 Way Switch (573402) | No. | 4.0000 | 130.0000 | 158.001.001.005.004.003.001.011.004.004. | 0.0000 | Material | 0 | 0.0000
610568 | A-1204-2BHK Int. Flat Switch Socket Material | No. | 1.0000 | 1.0000 | 28162 | 6A 3Pin Socket (573424) | No. | 25.0000 | 290.0000 | 158.001.001.005.004.003.001.011.004.004. | 290.0000 | Material | 0 | 0.0000
610568 | A-1204-2BHK Int. Flat Switch Socket Material | No. | 1.0000 | 1.0000 | 5240 | 6A One way Switch (573400) | No. | 51.0000 | 72.7600 | 158.001.001.005.004.003.001.011.004.004. | 0.0000 | Material | 0 | 0.0000
610568 | A-1204-2BHK Int. Flat Switch Socket Material | No. | 1.0000 | 1.0000 | 2556 | Angle Holder | No. | 5.0000 | 28.0000 | 158.001.001.005.004.003.001.011.004.004. | 0.0000 | Material | 0 | 0.0000
610568 | A-1204-2BHK Int. Flat Switch Socket Material | No. | 1.0000 | 1.0000 | 5244 | Blank Plate 1m (573449) | No. | 9.0000 | 19.8400 | 158.001.001.005.004.003.001.011.004.004. | 0.0000 | Material | 0 | 0.0000
610568 | A-1204-2BHK Int. Flat Switch Socket Material | No. | 1.0000 | 1.0000 | 1714 | Connector | No. | 4.0000 | 9.0000 | 158.001.001.005.004.003.001.011.004.004. | 0.0000 | Material | 0 | 0.0000
610568 | A-1204-2BHK Int. Flat Switch Socket Material | No. | 1.0000 | 1.0000 | 6758 | Fan Step Reg (573469) | No. | 6.0000 | 432.3400 | 158.001.001.005.004.003.001.011.004.004. | 0.0000 | Material | 0 | 0.0000
610568 | A-1204-2BHK Int. Flat Switch Socket Material | No. | 1.0000 | 1.0000 | 3287 | Round Plate 4" - No. | No. | 38.0000 | 9.0000 | 158.001.001.005.004.003.001.011.004.004. | 0.0000 | Material | 0 | 0.0000
610568 | A-1204-2BHK Int. Flat Switch Socket Material | No. | 1.0000 | 1.0000 | 9555 | Round Plate 6" | No. | 6.0000 | 6.0000 | 158.001.001.005.004.003.001.011.004.004. | 0.0000 | Material | 0 | 0.0000
610568 | A-1204-2BHK Int. Flat Switch Socket Material | No. | 1.0000 | 1.0000 | 6757 | T.V. Socket (573425) | No. | 3.0000 | 83.1600 | 158.001.001.005.004.003.001.011.004.004. | 0.0000 | Material | 0 | 0.0000
610568 | A-1204-2BHK Int. Flat Switch Socket Material | No. | 1.0000 | 1.0000 | 5242 | Tel. Socket 1mod (573426) | No. | 1.0000 | 79.3800 | 158.001.001.005.004.003.001.011.004.004. | 0.0000 | Material | 0 | 0.0000
673838 | A-1204-2BHK Internal Flat Wiring. | No. | 1.0000 | 1.0000 | 23458 | 2 Pair telephone cable | Mtrs | 0.0000 | 50.0000 | 158.001.001.005.004.003.001.011.004.005. | 50.0000 | Material | 0 | 0.0000
673838 | A-1204-2BHK Internal Flat Wiring. | No. | 1.0000 | 1.0000 | 12468 | PVC Copper Wire 1.5 Sqmm black | Mtrs | 123.7750 | 8.8600 | 158.001.001.005.004.003.001.011.004.005. | 8.8600 | Material | 0 | 0.0000
673838 | A-1204-2BHK Internal Flat Wiring. | No. | 1.0000 | 1.0000 | 12530 | PVC Copper Wire 1.5 Sqmm blue | Mtrs | 105.7500 | 8.8600 | 158.001.001.005.004.003.001.011.004.005. | 8.8600 | Material | 0 | 0.0000
673838 | A-1204-2BHK Internal Flat Wiring. | No. | 1.0000 | 1.0000 | 12469 | PVC Copper Wire 1.5 Sqmm green | Mtrs | 78.9800 | 8.8700 | 158.001.001.005.004.003.001.011.004.005. | 0.0000 | Material | 0 | 0.0000
673838 | A-1204-2BHK Internal Flat Wiring. | No. | 1.0000 | 1.0000 | 26439 | PVC Copper Wire 1.5 Sqmm Grey | Mtrs | 0.0000 | 100.0000 | 158.001.001.005.004.003.001.011.004.005. | 100.0000 | Material | 0 | 0.0000
673838 | A-1204-2BHK Internal Flat Wiring. | No. | 1.0000 | 1.0000 | 12466 | PVC Copper Wire 1.5 Sqmm red | Mtrs | 35.5000 | 8.8700 | 158.001.001.005.004.003.001.011.004.005. | 8.8700 | Material | 0 | 0.0000
673838 | A-1204-2BHK Internal Flat Wiring. | No. | 1.0000 | 1.0000 | 12529 | PVC Copper Wire 1.5 Sqmm yellow | Mtrs | 151.3250 | 10.0000 | 158.001.001.005.004.003.001.011.004.005. | 10.0000 | Material | 0 | 0.0000
673838 | A-1204-2BHK Internal Flat Wiring. | No. | 1.0000 | 1.0000 | 12471 | PVC Copper Wire 2.5 Sqmm black | Mtrs | 110.7250 | 14.2800 | 158.001.001.005.004.003.001.011.004.005. | 14.2800 | Material | 0 | 0.0000
673838 | A-1204-2BHK Internal Flat Wiring. | No. | 1.0000 | 1.0000 | 12527 | PVC Copper Wire 2.5 Sqmm blue | Mtrs | 0 | 14.2800 | 158.001.001.005.004.003.001.011.004.005. | 0.0000 | Material | 0 | 0.0000
673838 | A-1204-2BHK Internal Flat Wiring. | No. | 1.0000 | 1.0000 | 12472 | PVC Copper Wire 2.5 Sqmm green | Mtrs | 65.9800 | 14.2800 | 158.001.001.005.004.003.001.011.004.005. | 0.0000 | Material | 0 | 0.0000
673838 | A-1204-2BHK Internal Flat Wiring. | No. | 1.0000 | 1.0000 | 12470 | PVC Copper Wire 2.5 Sqmm red | Mtrs | 75.2500 | 14.2800 | 158.001.001.005.004.003.001.011.004.005. | 0.0000 | Material | 0 | 0.0000
673838 | A-1204-2BHK Internal Flat Wiring. | No. | 1.0000 | 1.0000 | 12528 | PVC Copper Wire 2.5 Sqmm yellow | Mtrs | 0.0000 | 14.2800 | 158.001.001.005.004.003.001.011.004.005. | 14.2800 | Material | 0 | 0.0000
673838 | A-1204-2BHK Internal Flat Wiring. | No. | 1.0000 | 1.0000 | 12475 | PVC Copper Wire 4 Sqmm black | Mtrs | 115.8500 | 21.1200 | 158.001.001.005.004.003.001.011.004.005. | 0.0000 | Material | 0 | 0.0000
673838 | A-1204-2BHK Internal Flat Wiring. | No. | 1.0000 | 1.0000 | 13068 | PVC Copper Wire 4 Sqmm blue | Mtrs | 77.5000 | 10.0000 | 158.001.001.005.004.003.001.011.004.005. | 0.0000 | Material | 0 | 0.0000
673838 | A-1204-2BHK Internal Flat Wiring. | No. | 1.0000 | 1.0000 | 12474 | PVC Copper Wire 4 Sqmm red | Mtrs | 0.0000 | 21.1200 | 158.001.001.005.004.003.001.011.004.005. | 0.0000 | Material | 0 | 0.0000
673838 | A-1204-2BHK Internal Flat Wiring. | No. | 1.0000 | 1.0000 | 13067 | PVC Copper Wire 4 Sqmm yellow | Mtrs | 81.9250 | 10.0000 | 158.001.001.005.004.003.001.011.004.005. | 0.0000 | Material | 0 | 0.0000
673838 | A-1204-2BHK Internal Flat Wiring. | No. | 1.0000 | 1.0000 | 1010 | RG-6 Co-Axial Cable | Mtrs | 0.0000 | 14.3900 | 158.001.001.005.004.003.001.011.004.005. | 0.0000 | Material | 0 | 0.0000
570110 | A-1205-2BHK Internal Electrical work | No. | 1.0000 | 1.0000 | 26454 | 12 Module GI Concealed Box | No. | 2.0000 | 255.0000 | 158.001.001.005.004.003.001.011.005.001. | 255.0000 | Material | 0 | 0.0000
570110 | A-1205-2BHK Internal Electrical work | No. | 1.0000 | 1.0000 | 5245 | 12M Plate (575770) | No. | 2.0000 | 225.8600 | 158.001.001.005.004.003.001.011.005.001. | 0.0000 | Material | 0 | 0.0000
570110 | A-1205-2BHK Internal Electrical work | No. | 1.0000 | 1.0000 | 26448 | 2 Module GI Concealed Box | No. | 9.0000 | 75.0000 | 158.001.001.005.004.003.001.011.005.001. | 75.0000 | Material | 0 | 0.0000
570110 | A-1205-2BHK Internal Electrical work | No. | 1.0000 | 1.0000 | 5250 | 2M Plate (575710) | No. | 9.0000 | 60.4800 | 158.001.001.005.004.003.001.011.005.001. | 0.0000 | Material | 0 | 0.0000
570110 | A-1205-2BHK Internal Electrical work | No. | 1.0000 | 1.0000 | 26449 | 3 Module GI Concealed Box | No. | 11.0000 | 105.0000 | 158.001.001.005.004.003.001.011.005.001. | 105.0000 | Material | 0 | 0.0000
570110 | A-1205-2BHK Internal Electrical work | No. | 1.0000 | 1.0000 | 5249 | 3M Plate (575720) | No. | 11.0000 | 68.9800 | 158.001.001.005.004.003.001.011.005.001. | 0.0000 | Material | 0 | 0.0000
570110 | A-1205-2BHK Internal Electrical work | No. | 1.0000 | 1.0000 | 26450 | 4 Module GI Concealed Box | No. | 3.0000 | 130.0000 | 158.001.001.005.004.003.001.011.005.001. | 130.0000 | Material | 0 | 0.0000
570110 | A-1205-2BHK Internal Electrical work | No. | 1.0000 | 1.0000 | 5248 | 4M Plate (575730) | No. | 3.0000 | 72.7600 | 158.001.001.005.004.003.001.011.005.001. | 0.0000 | Material | 0 | 0.0000
570110 | A-1205-2BHK Internal Electrical work | No. | 1.0000 | 1.0000 | 26451 | 6 Module GI Concealed Box | No. | 7.0000 | 160.0000 | 158.001.001.005.004.003.001.011.005.001. | 160.0000 | Material | 0 | 0.0000
570110 | A-1205-2BHK Internal Electrical work | No. | 1.0000 | 1.0000 | 5247 | 6M Plate (575740) | No. | 7.0000 | 131.3500 | 158.001.001.005.004.003.001.011.005.001. | 0.0000 | Material | 0 | 0.0000
570110 | A-1205-2BHK Internal Electrical work | No. | 1.0000 | 1.0000 | 26452 | 8 Module GI Concealed Box | No. | 4.0000 | 215.0000 | 158.001.001.005.004.003.001.011.005.001. | 215.0000 | Material | 0 | 0.0000
570110 | A-1205-2BHK Internal Electrical work | No. | 1.0000 | 1.0000 | 5246 | 8M Hzl Plate (575750) | No. | 4.0000 | 144.5800 | 158.001.001.005.004.003.001.011.005.001. | 0.0000 | Material | 0 | 0.0000
570119 | A-1205-2BHK Wall Conduting Material 2BHK | No. | 1.0000 | 1.0000 | 8482 | Flexible Pipe 3/4" | Mtrs | 3.0000 | 5.2500 | 158.001.001.005.004.003.001.011.005.002. | 0.0000 | Material | 0 | 0.0000
570119 | A-1205-2BHK Wall Conduting Material 2BHK | No. | 1.0000 | 1.0000 | 501 | Nails 3" | Kgs | 0.5000 | 63.0000 | 158.001.001.005.004.003.001.011.005.002. | 0.0000 | Material | 0 | 0.0000
570119 | A-1205-2BHK Wall Conduting Material 2BHK | No. | 1.0000 | 1.0000 | 3246 | PVC 1 way Junction Box 1" | No. | 4.0000 | 18.2000 | 158.001.001.005.004.003.001.011.005.002. | 0.0000 | Material | 0 | 0.0000
570119 | A-1205-2BHK Wall Conduting Material 2BHK | No. | 1.0000 | 1.0000 | 838 | PVC Conduit Bend 1" | No. | 13.0000 | 6.3500 | 158.001.001.005.004.003.001.011.005.002. | 6.3500 | Material | 0 | 0.0000
570119 | A-1205-2BHK Wall Conduting Material 2BHK | No. | 1.0000 | 1.0000 | 837 | PVC Conduit Pipe 1" mtrs | Mtrs | 90.0000 | 18.6000 | 158.001.001.005.004.003.001.011.005.002. | 18.6000 | Material | 0 | 0.0000
604519 | A-1205-2BHK Internal Flat DB Work | No. | 1.0000 | 1.0000 | 28289 | 10A Single Pole MCB (IH31P0C010) | No. | 4.0000 | 100.0000 | 158.001.001.005.004.003.001.011.005.003. | 100.0000 | Material | 0 | 0.0000
604519 | A-1205-2BHK Internal Flat DB Work | No. | 1.0000 | 1.0000 | 28297 | 20A Single Pole MCB (IH31P0C020) | No. | 8.0000 | 300.0000 | 158.001.001.005.004.003.001.011.005.003. | 300.0000 | Material | 0 | 0.0000
604519 | A-1205-2BHK Internal Flat DB Work | No. | 1.0000 | 1.0000 | 28776 | 4 Way TPN DB with tel. compartment IHETPNYV004 | No. | 1.0000 | 118.0000 | 158.001.001.005.004.003.001.011.005.003. | 100.0000 | Material | 45 | 18.0000 | C+S GST 18% I/P RD
604519 | A-1205-2BHK Internal Flat DB Work | No. | 1.0000 | 1.0000 | 28545 | 40 AMP RCCB 4 Pole 30ma IH3R440030 | No. | 1.0000 | 118.0000 | 158.001.001.005.004.003.001.011.005.003. | 100.0000 | Material | 45 | 18.0000 | C+S GST 18% I/P RD
610569 | A-1205-2BHK Int. Flat Switch Socket Material | No. | 1.0000 | 1.0000 | 5238 | 16A 1way switch w indi.(572063 | No. | 8.0000 | 127.5800 | 158.001.001.005.004.003.001.011.005.004. | 0.0000 | Material | 0 | 0.0000
610569 | A-1205-2BHK Int. Flat Switch Socket Material | No. | 1.0000 | 1.0000 | 8655 | 16A socket (573471) | No. | 10.0000 | 254.0000 | 158.001.001.005.004.003.001.011.005.004. | 254.0000 | Material | 0 | 0.0000
610569 | A-1205-2BHK Int. Flat Switch Socket Material | No. | 1.0000 | 1.0000 | 793 | 6 A Bell Push (573413) | No. | 1.0000 | 22.0500 | 158.001.001.005.004.003.001.011.005.004. | 0.0000 | Material | 0 | 0.0000
610569 | A-1205-2BHK Int. Flat Switch Socket Material | No. | 1.0000 | 1.0000 | 7294 | 6A 2 Way Switch (573402) | No. | 4.0000 | 130.0000 | 158.001.001.005.004.003.001.011.005.004. | 0.0000 | Material | 0 | 0.0000
610569 | A-1205-2BHK Int. Flat Switch Socket Material | No. | 1.0000 | 1.0000 | 28162 | 6A 3Pin Socket (573424) | No. | 25.0000 | 290.0000 | 158.001.001.005.004.003.001.011.005.004. | 290.0000 | Material | 0 | 0.0000
610569 | A-1205-2BHK Int. Flat Switch Socket Material | No. | 1.0000 | 1.0000 | 5240 | 6A One way Switch (573400) | No. | 51.0000 | 72.7600 | 158.001.001.005.004.003.001.011.005.004. | 0.0000 | Material | 0 | 0.0000
610569 | A-1205-2BHK Int. Flat Switch Socket Material | No. | 1.0000 | 1.0000 | 2556 | Angle Holder | No. | 5.0000 | 28.0000 | 158.001.001.005.004.003.001.011.005.004. | 0.0000 | Material | 0 | 0.0000
610569 | A-1205-2BHK Int. Flat Switch Socket Material | No. | 1.0000 | 1.0000 | 5244 | Blank Plate 1m (573449) | No. | 9.0000 | 19.8400 | 158.001.001.005.004.003.001.011.005.004. | 0.0000 | Material | 0 | 0.0000
610569 | A-1205-2BHK Int. Flat Switch Socket Material | No. | 1.0000 | 1.0000 | 1714 | Connector | No. | 4.0000 | 9.0000 | 158.001.001.005.004.003.001.011.005.004. | 0.0000 | Material | 0 | 0.0000
610569 | A-1205-2BHK Int. Flat Switch Socket Material | No. | 1.0000 | 1.0000 | 6758 | Fan Step Reg (573469) | No. | 6.0000 | 432.3400 | 158.001.001.005.004.003.001.011.005.004. | 0.0000 | Material | 0 | 0.0000
610569 | A-1205-2BHK Int. Flat Switch Socket Material | No. | 1.0000 | 1.0000 | 3287 | Round Plate 4" - No. | No. | 38.0000 | 9.0000 | 158.001.001.005.004.003.001.011.005.004. | 0.0000 | Material | 0 | 0.0000
610569 | A-1205-2BHK Int. Flat Switch Socket Material | No. | 1.0000 | 1.0000 | 9555 | Round Plate 6" | No. | 6.0000 | 6.0000 | 158.001.001.005.004.003.001.011.005.004. | 0.0000 | Material | 0 | 0.0000
610569 | A-1205-2BHK Int. Flat Switch Socket Material | No. | 1.0000 | 1.0000 | 6757 | T.V. Socket (573425) | No. | 3.0000 | 83.1600 | 158.001.001.005.004.003.001.011.005.004. | 0.0000 | Material | 0 | 0.0000
610569 | A-1205-2BHK Int. Flat Switch Socket Material | No. | 1.0000 | 1.0000 | 5242 | Tel. Socket 1mod (573426) | No. | 1.0000 | 79.3800 | 158.001.001.005.004.003.001.011.005.004. | 0.0000 | Material | 0 | 0.0000
673839 | A-1205-2BHK Internal Flat Wiring. | No. | 1.0000 | 1.0000 | 23458 | 2 Pair telephone cable | Mtrs | 0.0000 | 50.0000 | 158.001.001.005.004.003.001.011.005.005. | 50.0000 | Material | 0 | 0.0000
673839 | A-1205-2BHK Internal Flat Wiring. | No. | 1.0000 | 1.0000 | 12468 | PVC Copper Wire 1.5 Sqmm black | Mtrs | 123.7750 | 8.8600 | 158.001.001.005.004.003.001.011.005.005. | 8.8600 | Material | 0 | 0.0000
673839 | A-1205-2BHK Internal Flat Wiring. | No. | 1.0000 | 1.0000 | 12530 | PVC Copper Wire 1.5 Sqmm blue | Mtrs | 105.7500 | 8.8600 | 158.001.001.005.004.003.001.011.005.005. | 8.8600 | Material | 0 | 0.0000
673839 | A-1205-2BHK Internal Flat Wiring. | No. | 1.0000 | 1.0000 | 12469 | PVC Copper Wire 1.5 Sqmm green | Mtrs | 78.9800 | 8.8700 | 158.001.001.005.004.003.001.011.005.005. | 0.0000 | Material | 0 | 0.0000
673839 | A-1205-2BHK Internal Flat Wiring. | No. | 1.0000 | 1.0000 | 26439 | PVC Copper Wire 1.5 Sqmm Grey | Mtrs | 0.0000 | 100.0000 | 158.001.001.005.004.003.001.011.005.005. | 100.0000 | Material | 0 | 0.0000
673839 | A-1205-2BHK Internal Flat Wiring. | No. | 1.0000 | 1.0000 | 12466 | PVC Copper Wire 1.5 Sqmm red | Mtrs | 35.5000 | 8.8700 | 158.001.001.005.004.003.001.011.005.005. | 8.8700 | Material | 0 | 0.0000
673839 | A-1205-2BHK Internal Flat Wiring. | No. | 1.0000 | 1.0000 | 12529 | PVC Copper Wire 1.5 Sqmm yellow | Mtrs | 151.3250 | 10.0000 | 158.001.001.005.004.003.001.011.005.005. | 10.0000 | Material | 0 | 0.0000
673839 | A-1205-2BHK Internal Flat Wiring. | No. | 1.0000 | 1.0000 | 12471 | PVC Copper Wire 2.5 Sqmm black | Mtrs | 110.7250 | 14.2800 | 158.001.001.005.004.003.001.011.005.005. | 14.2800 | Material | 0 | 0.0000
673839 | A-1205-2BHK Internal Flat Wiring. | No. | 1.0000 | 1.0000 | 12527 | PVC Copper Wire 2.5 Sqmm blue | Mtrs | 0 | 14.2800 | 158.001.001.005.004.003.001.011.005.005. | 0.0000 | Material | 0 | 0.0000
673839 | A-1205-2BHK Internal Flat Wiring. | No. | 1.0000 | 1.0000 | 12472 | PVC Copper Wire 2.5 Sqmm green | Mtrs | 65.9800 | 14.2800 | 158.001.001.005.004.003.001.011.005.005. | 0.0000 | Material | 0 | 0.0000
673839 | A-1205-2BHK Internal Flat Wiring. | No. | 1.0000 | 1.0000 | 12470 | PVC Copper Wire 2.5 Sqmm red | Mtrs | 75.2500 | 14.2800 | 158.001.001.005.004.003.001.011.005.005. | 0.0000 | Material | 0 | 0.0000
673839 | A-1205-2BHK Internal Flat Wiring. | No. | 1.0000 | 1.0000 | 12528 | PVC Copper Wire 2.5 Sqmm yellow | Mtrs | 0.0000 | 14.2800 | 158.001.001.005.004.003.001.011.005.005. | 14.2800 | Material | 0 | 0.0000
673839 | A-1205-2BHK Internal Flat Wiring. | No. | 1.0000 | 1.0000 | 12475 | PVC Copper Wire 4 Sqmm black | Mtrs | 115.8500 | 21.1200 | 158.001.001.005.004.003.001.011.005.005. | 0.0000 | Material | 0 | 0.0000
673839 | A-1205-2BHK Internal Flat Wiring. | No. | 1.0000 | 1.0000 | 13068 | PVC Copper Wire 4 Sqmm blue | Mtrs | 77.5000 | 10.0000 | 158.001.001.005.004.003.001.011.005.005. | 0.0000 | Material | 0 | 0.0000
673839 | A-1205-2BHK Internal Flat Wiring. | No. | 1.0000 | 1.0000 | 12474 | PVC Copper Wire 4 Sqmm red | Mtrs | 0.0000 | 21.1200 | 158.001.001.005.004.003.001.011.005.005. | 0.0000 | Material | 0 | 0.0000
673839 | A-1205-2BHK Internal Flat Wiring. | No. | 1.0000 | 1.0000 | 13067 | PVC Copper Wire 4 Sqmm yellow | Mtrs | 81.9250 | 10.0000 | 158.001.001.005.004.003.001.011.005.005. | 0.0000 | Material | 0 | 0.0000
673839 | A-1205-2BHK Internal Flat Wiring. | No. | 1.0000 | 1.0000 | 1010 | RG-6 Co-Axial Cable | Mtrs | 0.0000 | 14.3900 | 158.001.001.005.004.003.001.011.005.005. | 0.0000 | Material | 0 | 0.0000
570111 | A-1206-2BHK Internal Electrical work | No. | 1.0000 | 1.0000 | 26454 | 12 Module GI Concealed Box | No. | 2.0000 | 255.0000 | 158.001.001.005.004.003.001.011.006.001. | 255.0000 | Material | 0 | 0.0000
570111 | A-1206-2BHK Internal Electrical work | No. | 1.0000 | 1.0000 | 5245 | 12M Plate (575770) | No. | 2.0000 | 225.8600 | 158.001.001.005.004.003.001.011.006.001. | 0.0000 | Material | 0 | 0.0000
570111 | A-1206-2BHK Internal Electrical work | No. | 1.0000 | 1.0000 | 26448 | 2 Module GI Concealed Box | No. | 9.0000 | 75.0000 | 158.001.001.005.004.003.001.011.006.001. | 75.0000 | Material | 0 | 0.0000
570111 | A-1206-2BHK Internal Electrical work | No. | 1.0000 | 1.0000 | 5250 | 2M Plate (575710) | No. | 9.0000 | 60.4800 | 158.001.001.005.004.003.001.011.006.001. | 0.0000 | Material | 0 | 0.0000
570111 | A-1206-2BHK Internal Electrical work | No. | 1.0000 | 1.0000 | 26449 | 3 Module GI Concealed Box | No. | 11.0000 | 105.0000 | 158.001.001.005.004.003.001.011.006.001. | 105.0000 | Material | 0 | 0.0000
570111 | A-1206-2BHK Internal Electrical work | No. | 1.0000 | 1.0000 | 5249 | 3M Plate (575720) | No. | 11.0000 | 68.9800 | 158.001.001.005.004.003.001.011.006.001. | 0.0000 | Material | 0 | 0.0000
570111 | A-1206-2BHK Internal Electrical work | No. | 1.0000 | 1.0000 | 26450 | 4 Module GI Concealed Box | No. | 3.0000 | 130.0000 | 158.001.001.005.004.003.001.011.006.001. | 130.0000 | Material | 0 | 0.0000
570111 | A-1206-2BHK Internal Electrical work | No. | 1.0000 | 1.0000 | 5248 | 4M Plate (575730) | No. | 3.0000 | 72.7600 | 158.001.001.005.004.003.001.011.006.001. | 0.0000 | Material | 0 | 0.0000
570111 | A-1206-2BHK Internal Electrical work | No. | 1.0000 | 1.0000 | 26451 | 6 Module GI Concealed Box | No. | 7.0000 | 160.0000 | 158.001.001.005.004.003.001.011.006.001. | 160.0000 | Material | 0 | 0.0000
570111 | A-1206-2BHK Internal Electrical work | No. | 1.0000 | 1.0000 | 5247 | 6M Plate (575740) | No. | 7.0000 | 131.3500 | 158.001.001.005.004.003.001.011.006.001. | 0.0000 | Material | 0 | 0.0000
570111 | A-1206-2BHK Internal Electrical work | No. | 1.0000 | 1.0000 | 26452 | 8 Module GI Concealed Box | No. | 4.0000 | 215.0000 | 158.001.001.005.004.003.001.011.006.001. | 215.0000 | Material | 0 | 0.0000
570111 | A-1206-2BHK Internal Electrical work | No. | 1.0000 | 1.0000 | 5246 | 8M Hzl Plate (575750) | No. | 4.0000 | 144.5800 | 158.001.001.005.004.003.001.011.006.001. | 0.0000 | Material | 0 | 0.0000
570120 | A-1206-2BHK Wall Conduting Material 2BHK | No. | 1.0000 | 1.0000 | 8482 | Flexible Pipe 3/4" | Mtrs | 3.0000 | 5.2500 | 158.001.001.005.004.003.001.011.006.002. | 0.0000 | Material | 0 | 0.0000
570120 | A-1206-2BHK Wall Conduting Material 2BHK | No. | 1.0000 | 1.0000 | 501 | Nails 3" | Kgs | 0.5000 | 63.0000 | 158.001.001.005.004.003.001.011.006.002. | 0.0000 | Material | 0 | 0.0000
570120 | A-1206-2BHK Wall Conduting Material 2BHK | No. | 1.0000 | 1.0000 | 3246 | PVC 1 way Junction Box 1" | No. | 4.0000 | 18.2000 | 158.001.001.005.004.003.001.011.006.002. | 0.0000 | Material | 0 | 0.0000
570120 | A-1206-2BHK Wall Conduting Material 2BHK | No. | 1.0000 | 1.0000 | 838 | PVC Conduit Bend 1" | No. | 13.0000 | 6.3500 | 158.001.001.005.004.003.001.011.006.002. | 6.3500 | Material | 0 | 0.0000
570120 | A-1206-2BHK Wall Conduting Material 2BHK | No. | 1.0000 | 1.0000 | 837 | PVC Conduit Pipe 1" mtrs | Mtrs | 90.0000 | 18.6000 | 158.001.001.005.004.003.001.011.006.002. | 18.6000 | Material | 0 | 0.0000
604520 | A-1206-2BHK Internal Flat DB Work | No. | 1.0000 | 1.0000 | 28289 | 10A Single Pole MCB (IH31P0C010) | No. | 4.0000 | 100.0000 | 158.001.001.005.004.003.001.011.006.003. | 100.0000 | Material | 0 | 0.0000
604520 | A-1206-2BHK Internal Flat DB Work | No. | 1.0000 | 1.0000 | 28297 | 20A Single Pole MCB (IH31P0C020) | No. | 8.0000 | 300.0000 | 158.001.001.005.004.003.001.011.006.003. | 300.0000 | Material | 0 | 0.0000
604520 | A-1206-2BHK Internal Flat DB Work | No. | 1.0000 | 1.0000 | 28776 | 4 Way TPN DB with tel. compartment IHETPNYV004 | No. | 1.0000 | 118.0000 | 158.001.001.005.004.003.001.011.006.003. | 100.0000 | Material | 45 | 18.0000 | C+S GST 18% I/P RD
604520 | A-1206-2BHK Internal Flat DB Work | No. | 1.0000 | 1.0000 | 28545 | 40 AMP RCCB 4 Pole 30ma IH3R440030 | No. | 1.0000 | 118.0000 | 158.001.001.005.004.003.001.011.006.003. | 100.0000 | Material | 45 | 18.0000 | C+S GST 18% I/P RD
610570 | A-1206-2BHK Int. Flat Switch Socket Material | No. | 1.0000 | 1.0000 | 5238 | 16A 1way switch w indi.(572063 | No. | 8.0000 | 127.5800 | 158.001.001.005.004.003.001.011.006.004. | 0.0000 | Material | 0 | 0.0000
610570 | A-1206-2BHK Int. Flat Switch Socket Material | No. | 1.0000 | 1.0000 | 8655 | 16A socket (573471) | No. | 10.0000 | 254.0000 | 158.001.001.005.004.003.001.011.006.004. | 254.0000 | Material | 0 | 0.0000
610570 | A-1206-2BHK Int. Flat Switch Socket Material | No. | 1.0000 | 1.0000 | 793 | 6 A Bell Push (573413) | No. | 1.0000 | 22.0500 | 158.001.001.005.004.003.001.011.006.004. | 0.0000 | Material | 0 | 0.0000
610570 | A-1206-2BHK Int. Flat Switch Socket Material | No. | 1.0000 | 1.0000 | 7294 | 6A 2 Way Switch (573402) | No. | 4.0000 | 130.0000 | 158.001.001.005.004.003.001.011.006.004. | 0.0000 | Material | 0 | 0.0000
610570 | A-1206-2BHK Int. Flat Switch Socket Material | No. | 1.0000 | 1.0000 | 28162 | 6A 3Pin Socket (573424) | No. | 25.0000 | 290.0000 | 158.001.001.005.004.003.001.011.006.004. | 290.0000 | Material | 0 | 0.0000
610570 | A-1206-2BHK Int. Flat Switch Socket Material | No. | 1.0000 | 1.0000 | 5240 | 6A One way Switch (573400) | No. | 51.0000 | 72.7600 | 158.001.001.005.004.003.001.011.006.004. | 0.0000 | Material | 0 | 0.0000
610570 | A-1206-2BHK Int. Flat Switch Socket Material | No. | 1.0000 | 1.0000 | 2556 | Angle Holder | No. | 5.0000 | 28.0000 | 158.001.001.005.004.003.001.011.006.004. | 0.0000 | Material | 0 | 0.0000
610570 | A-1206-2BHK Int. Flat Switch Socket Material | No. | 1.0000 | 1.0000 | 5244 | Blank Plate 1m (573449) | No. | 9.0000 | 19.8400 | 158.001.001.005.004.003.001.011.006.004. | 0.0000 | Material | 0 | 0.0000
610570 | A-1206-2BHK Int. Flat Switch Socket Material | No. | 1.0000 | 1.0000 | 1714 | Connector | No. | 4.0000 | 9.0000 | 158.001.001.005.004.003.001.011.006.004. | 0.0000 | Material | 0 | 0.0000
610570 | A-1206-2BHK Int. Flat Switch Socket Material | No. | 1.0000 | 1.0000 | 6758 | Fan Step Reg (573469) | No. | 6.0000 | 432.3400 | 158.001.001.005.004.003.001.011.006.004. | 0.0000 | Material | 0 | 0.0000
610570 | A-1206-2BHK Int. Flat Switch Socket Material | No. | 1.0000 | 1.0000 | 3287 | Round Plate 4" - No. | No. | 38.0000 | 9.0000 | 158.001.001.005.004.003.001.011.006.004. | 0.0000 | Material | 0 | 0.0000
610570 | A-1206-2BHK Int. Flat Switch Socket Material | No. | 1.0000 | 1.0000 | 9555 | Round Plate 6" | No. | 6.0000 | 6.0000 | 158.001.001.005.004.003.001.011.006.004. | 0.0000 | Material | 0 | 0.0000
610570 | A-1206-2BHK Int. Flat Switch Socket Material | No. | 1.0000 | 1.0000 | 6757 | T.V. Socket (573425) | No. | 3.0000 | 83.1600 | 158.001.001.005.004.003.001.011.006.004. | 0.0000 | Material | 0 | 0.0000
610570 | A-1206-2BHK Int. Flat Switch Socket Material | No. | 1.0000 | 1.0000 | 5242 | Tel. Socket 1mod (573426) | No. | 1.0000 | 79.3800 | 158.001.001.005.004.003.001.011.006.004. | 0.0000 | Material | 0 | 0.0000
673840 | A-1206-2BHK Internal Flat Wiring. | No. | 1.0000 | 1.0000 | 23458 | 2 Pair telephone cable | Mtrs | 0.0000 | 50.0000 | 158.001.001.005.004.003.001.011.006.005. | 50.0000 | Material | 0 | 0.0000
673840 | A-1206-2BHK Internal Flat Wiring. | No. | 1.0000 | 1.0000 | 12468 | PVC Copper Wire 1.5 Sqmm black | Mtrs | 123.7750 | 8.8600 | 158.001.001.005.004.003.001.011.006.005. | 8.8600 | Material | 0 | 0.0000
673840 | A-1206-2BHK Internal Flat Wiring. | No. | 1.0000 | 1.0000 | 12530 | PVC Copper Wire 1.5 Sqmm blue | Mtrs | 105.7500 | 8.8600 | 158.001.001.005.004.003.001.011.006.005. | 8.8600 | Material | 0 | 0.0000
673840 | A-1206-2BHK Internal Flat Wiring. | No. | 1.0000 | 1.0000 | 12469 | PVC Copper Wire 1.5 Sqmm green | Mtrs | 78.9800 | 8.8700 | 158.001.001.005.004.003.001.011.006.005. | 0.0000 | Material | 0 | 0.0000
673840 | A-1206-2BHK Internal Flat Wiring. | No. | 1.0000 | 1.0000 | 26439 | PVC Copper Wire 1.5 Sqmm Grey | Mtrs | 0.0000 | 100.0000 | 158.001.001.005.004.003.001.011.006.005. | 100.0000 | Material | 0 | 0.0000
673840 | A-1206-2BHK Internal Flat Wiring. | No. | 1.0000 | 1.0000 | 12466 | PVC Copper Wire 1.5 Sqmm red | Mtrs | 35.5000 | 8.8700 | 158.001.001.005.004.003.001.011.006.005. | 8.8700 | Material | 0 | 0.0000
673840 | A-1206-2BHK Internal Flat Wiring. | No. | 1.0000 | 1.0000 | 12529 | PVC Copper Wire 1.5 Sqmm yellow | Mtrs | 151.3250 | 10.0000 | 158.001.001.005.004.003.001.011.006.005. | 10.0000 | Material | 0 | 0.0000
673840 | A-1206-2BHK Internal Flat Wiring. | No. | 1.0000 | 1.0000 | 12471 | PVC Copper Wire 2.5 Sqmm black | Mtrs | 110.7250 | 14.2800 | 158.001.001.005.004.003.001.011.006.005. | 14.2800 | Material | 0 | 0.0000
673840 | A-1206-2BHK Internal Flat Wiring. | No. | 1.0000 | 1.0000 | 12527 | PVC Copper Wire 2.5 Sqmm blue | Mtrs | 0 | 14.2800 | 158.001.001.005.004.003.001.011.006.005. | 0.0000 | Material | 0 | 0.0000
673840 | A-1206-2BHK Internal Flat Wiring. | No. | 1.0000 | 1.0000 | 12472 | PVC Copper Wire 2.5 Sqmm green | Mtrs | 65.9800 | 14.2800 | 158.001.001.005.004.003.001.011.006.005. | 0.0000 | Material | 0 | 0.0000
673840 | A-1206-2BHK Internal Flat Wiring. | No. | 1.0000 | 1.0000 | 12470 | PVC Copper Wire 2.5 Sqmm red | Mtrs | 75.2500 | 14.2800 | 158.001.001.005.004.003.001.011.006.005. | 0.0000 | Material | 0 | 0.0000
673840 | A-1206-2BHK Internal Flat Wiring. | No. | 1.0000 | 1.0000 | 12528 | PVC Copper Wire 2.5 Sqmm yellow | Mtrs | 0.0000 | 14.2800 | 158.001.001.005.004.003.001.011.006.005. | 14.2800 | Material | 0 | 0.0000
673840 | A-1206-2BHK Internal Flat Wiring. | No. | 1.0000 | 1.0000 | 12475 | PVC Copper Wire 4 Sqmm black | Mtrs | 115.8500 | 21.1200 | 158.001.001.005.004.003.001.011.006.005. | 0.0000 | Material | 0 | 0.0000
673840 | A-1206-2BHK Internal Flat Wiring. | No. | 1.0000 | 1.0000 | 13068 | PVC Copper Wire 4 Sqmm blue | Mtrs | 77.5000 | 10.0000 | 158.001.001.005.004.003.001.011.006.005. | 0.0000 | Material | 0 | 0.0000
673840 | A-1206-2BHK Internal Flat Wiring. | No. | 1.0000 | 1.0000 | 12474 | PVC Copper Wire 4 Sqmm red | Mtrs | 0.0000 | 21.1200 | 158.001.001.005.004.003.001.011.006.005. | 0.0000 | Material | 0 | 0.0000
673840 | A-1206-2BHK Internal Flat Wiring. | No. | 1.0000 | 1.0000 | 13067 | PVC Copper Wire 4 Sqmm yellow | Mtrs | 81.9250 | 10.0000 | 158.001.001.005.004.003.001.011.006.005. | 0.0000 | Material | 0 | 0.0000
673840 | A-1206-2BHK Internal Flat Wiring. | No. | 1.0000 | 1.0000 | 1010 | RG-6 Co-Axial Cable | Mtrs | 0.0000 | 14.3900 | 158.001.001.005.004.003.001.011.006.005. | 0.0000 | Material | 0 | 0.0000
570112 | A-1207-2BHK Internal Electrical work | No. | 1.0000 | 1.0000 | 26454 | 12 Module GI Concealed Box | No. | 2.0000 | 255.0000 | 158.001.001.005.004.003.001.011.007.001. | 255.0000 | Material | 0 | 0.0000
570112 | A-1207-2BHK Internal Electrical work | No. | 1.0000 | 1.0000 | 5245 | 12M Plate (575770) | No. | 2.0000 | 225.8600 | 158.001.001.005.004.003.001.011.007.001. | 0.0000 | Material | 0 | 0.0000
570112 | A-1207-2BHK Internal Electrical work | No. | 1.0000 | 1.0000 | 26448 | 2 Module GI Concealed Box | No. | 9.0000 | 75.0000 | 158.001.001.005.004.003.001.011.007.001. | 75.0000 | Material | 0 | 0.0000
570112 | A-1207-2BHK Internal Electrical work | No. | 1.0000 | 1.0000 | 5250 | 2M Plate (575710) | No. | 9.0000 | 60.4800 | 158.001.001.005.004.003.001.011.007.001. | 0.0000 | Material | 0 | 0.0000
570112 | A-1207-2BHK Internal Electrical work | No. | 1.0000 | 1.0000 | 26449 | 3 Module GI Concealed Box | No. | 11.0000 | 105.0000 | 158.001.001.005.004.003.001.011.007.001. | 105.0000 | Material | 0 | 0.0000
570112 | A-1207-2BHK Internal Electrical work | No. | 1.0000 | 1.0000 | 5249 | 3M Plate (575720) | No. | 11.0000 | 68.9800 | 158.001.001.005.004.003.001.011.007.001. | 0.0000 | Material | 0 | 0.0000
570112 | A-1207-2BHK Internal Electrical work | No. | 1.0000 | 1.0000 | 26450 | 4 Module GI Concealed Box | No. | 3.0000 | 130.0000 | 158.001.001.005.004.003.001.011.007.001. | 130.0000 | Material | 0 | 0.0000
570112 | A-1207-2BHK Internal Electrical work | No. | 1.0000 | 1.0000 | 5248 | 4M Plate (575730) | No. | 3.0000 | 72.7600 | 158.001.001.005.004.003.001.011.007.001. | 0.0000 | Material | 0 | 0.0000
570112 | A-1207-2BHK Internal Electrical work | No. | 1.0000 | 1.0000 | 26451 | 6 Module GI Concealed Box | No. | 7.0000 | 160.0000 | 158.001.001.005.004.003.001.011.007.001. | 160.0000 | Material | 0 | 0.0000
570112 | A-1207-2BHK Internal Electrical work | No. | 1.0000 | 1.0000 | 5247 | 6M Plate (575740) | No. | 7.0000 | 131.3500 | 158.001.001.005.004.003.001.011.007.001. | 0.0000 | Material | 0 | 0.0000
570112 | A-1207-2BHK Internal Electrical work | No. | 1.0000 | 1.0000 | 26452 | 8 Module GI Concealed Box | No. | 4.0000 | 215.0000 | 158.001.001.005.004.003.001.011.007.001. | 215.0000 | Material | 0 | 0.0000
570112 | A-1207-2BHK Internal Electrical work | No. | 1.0000 | 1.0000 | 5246 | 8M Hzl Plate (575750) | No. | 4.0000 | 144.5800 | 158.001.001.005.004.003.001.011.007.001. | 0.0000 | Material | 0 | 0.0000
570121 | A-1207-2BHK Wall Conduting Material 2BHK | No. | 1.0000 | 1.0000 | 8482 | Flexible Pipe 3/4" | Mtrs | 3.0000 | 5.2500 | 158.001.001.005.004.003.001.011.007.002. | 0.0000 | Material | 0 | 0.0000
570121 | A-1207-2BHK Wall Conduting Material 2BHK | No. | 1.0000 | 1.0000 | 501 | Nails 3" | Kgs | 0.5000 | 63.0000 | 158.001.001.005.004.003.001.011.007.002. | 0.0000 | Material | 0 | 0.0000
570121 | A-1207-2BHK Wall Conduting Material 2BHK | No. | 1.0000 | 1.0000 | 3246 | PVC 1 way Junction Box 1" | No. | 4.0000 | 18.2000 | 158.001.001.005.004.003.001.011.007.002. | 0.0000 | Material | 0 | 0.0000
570121 | A-1207-2BHK Wall Conduting Material 2BHK | No. | 1.0000 | 1.0000 | 838 | PVC Conduit Bend 1" | No. | 13.0000 | 6.3500 | 158.001.001.005.004.003.001.011.007.002. | 6.3500 | Material | 0 | 0.0000
570121 | A-1207-2BHK Wall Conduting Material 2BHK | No. | 1.0000 | 1.0000 | 837 | PVC Conduit Pipe 1" mtrs | Mtrs | 90.0000 | 18.6000 | 158.001.001.005.004.003.001.011.007.002. | 18.6000 | Material | 0 | 0.0000
604521 | A-1207-2BHK Internal Flat DB Work | No. | 1.0000 | 1.0000 | 28289 | 10A Single Pole MCB (IH31P0C010) | No. | 4.0000 | 100.0000 | 158.001.001.005.004.003.001.011.007.003. | 100.0000 | Material | 0 | 0.0000
604521 | A-1207-2BHK Internal Flat DB Work | No. | 1.0000 | 1.0000 | 28297 | 20A Single Pole MCB (IH31P0C020) | No. | 8.0000 | 300.0000 | 158.001.001.005.004.003.001.011.007.003. | 300.0000 | Material | 0 | 0.0000
604521 | A-1207-2BHK Internal Flat DB Work | No. | 1.0000 | 1.0000 | 28776 | 4 Way TPN DB with tel. compartment IHETPNYV004 | No. | 1.0000 | 118.0000 | 158.001.001.005.004.003.001.011.007.003. | 100.0000 | Material | 45 | 18.0000 | C+S GST 18% I/P RD
604521 | A-1207-2BHK Internal Flat DB Work | No. | 1.0000 | 1.0000 | 28545 | 40 AMP RCCB 4 Pole 30ma IH3R440030 | No. | 1.0000 | 118.0000 | 158.001.001.005.004.003.001.011.007.003. | 100.0000 | Material | 45 | 18.0000 | C+S GST 18% I/P RD
610571 | A-1207-2BHK Int. Flat Switch Socket Material | No. | 1.0000 | 1.0000 | 5238 | 16A 1way switch w indi.(572063 | No. | 8.0000 | 127.5800 | 158.001.001.005.004.003.001.011.007.004. | 0.0000 | Material | 0 | 0.0000
610571 | A-1207-2BHK Int. Flat Switch Socket Material | No. | 1.0000 | 1.0000 | 8655 | 16A socket (573471) | No. | 10.0000 | 254.0000 | 158.001.001.005.004.003.001.011.007.004. | 254.0000 | Material | 0 | 0.0000
610571 | A-1207-2BHK Int. Flat Switch Socket Material | No. | 1.0000 | 1.0000 | 793 | 6 A Bell Push (573413) | No. | 1.0000 | 22.0500 | 158.001.001.005.004.003.001.011.007.004. | 0.0000 | Material | 0 | 0.0000
610571 | A-1207-2BHK Int. Flat Switch Socket Material | No. | 1.0000 | 1.0000 | 7294 | 6A 2 Way Switch (573402) | No. | 4.0000 | 130.0000 | 158.001.001.005.004.003.001.011.007.004. | 0.0000 | Material | 0 | 0.0000
610571 | A-1207-2BHK Int. Flat Switch Socket Material | No. | 1.0000 | 1.0000 | 28162 | 6A 3Pin Socket (573424) | No. | 25.0000 | 290.0000 | 158.001.001.005.004.003.001.011.007.004. | 290.0000 | Material | 0 | 0.0000
610571 | A-1207-2BHK Int. Flat Switch Socket Material | No. | 1.0000 | 1.0000 | 5240 | 6A One way Switch (573400) | No. | 51.0000 | 72.7600 | 158.001.001.005.004.003.001.011.007.004. | 0.0000 | Material | 0 | 0.0000
610571 | A-1207-2BHK Int. Flat Switch Socket Material | No. | 1.0000 | 1.0000 | 2556 | Angle Holder | No. | 5.0000 | 28.0000 | 158.001.001.005.004.003.001.011.007.004. | 0.0000 | Material | 0 | 0.0000
610571 | A-1207-2BHK Int. Flat Switch Socket Material | No. | 1.0000 | 1.0000 | 5244 | Blank Plate 1m (573449) | No. | 9.0000 | 19.8400 | 158.001.001.005.004.003.001.011.007.004. | 0.0000 | Material | 0 | 0.0000
610571 | A-1207-2BHK Int. Flat Switch Socket Material | No. | 1.0000 | 1.0000 | 1714 | Connector | No. | 4.0000 | 9.0000 | 158.001.001.005.004.003.001.011.007.004. | 0.0000 | Material | 0 | 0.0000
610571 | A-1207-2BHK Int. Flat Switch Socket Material | No. | 1.0000 | 1.0000 | 6758 | Fan Step Reg (573469) | No. | 6.0000 | 432.3400 | 158.001.001.005.004.003.001.011.007.004. | 0.0000 | Material | 0 | 0.0000
610571 | A-1207-2BHK Int. Flat Switch Socket Material | No. | 1.0000 | 1.0000 | 3287 | Round Plate 4" - No. | No. | 38.0000 | 9.0000 | 158.001.001.005.004.003.001.011.007.004. | 0.0000 | Material | 0 | 0.0000
610571 | A-1207-2BHK Int. Flat Switch Socket Material | No. | 1.0000 | 1.0000 | 9555 | Round Plate 6" | No. | 6.0000 | 6.0000 | 158.001.001.005.004.003.001.011.007.004. | 0.0000 | Material | 0 | 0.0000
610571 | A-1207-2BHK Int. Flat Switch Socket Material | No. | 1.0000 | 1.0000 | 6757 | T.V. Socket (573425) | No. | 3.0000 | 83.1600 | 158.001.001.005.004.003.001.011.007.004. | 0.0000 | Material | 0 | 0.0000
610571 | A-1207-2BHK Int. Flat Switch Socket Material | No. | 1.0000 | 1.0000 | 5242 | Tel. Socket 1mod (573426) | No. | 1.0000 | 79.3800 | 158.001.001.005.004.003.001.011.007.004. | 0.0000 | Material | 0 | 0.0000
673841 | A-1207-2BHK Internal Flat Wiring. | No. | 1.0000 | 1.0000 | 23458 | 2 Pair telephone cable | Mtrs | 0.0000 | 50.0000 | 158.001.001.005.004.003.001.011.007.005. | 50.0000 | Material | 0 | 0.0000
673841 | A-1207-2BHK Internal Flat Wiring. | No. | 1.0000 | 1.0000 | 12468 | PVC Copper Wire 1.5 Sqmm black | Mtrs | 123.7750 | 8.8600 | 158.001.001.005.004.003.001.011.007.005. | 8.8600 | Material | 0 | 0.0000
673841 | A-1207-2BHK Internal Flat Wiring. | No. | 1.0000 | 1.0000 | 12530 | PVC Copper Wire 1.5 Sqmm blue | Mtrs | 105.7500 | 8.8600 | 158.001.001.005.004.003.001.011.007.005. | 8.8600 | Material | 0 | 0.0000
673841 | A-1207-2BHK Internal Flat Wiring. | No. | 1.0000 | 1.0000 | 12469 | PVC Copper Wire 1.5 Sqmm green | Mtrs | 78.9800 | 8.8700 | 158.001.001.005.004.003.001.011.007.005. | 0.0000 | Material | 0 | 0.0000
673841 | A-1207-2BHK Internal Flat Wiring. | No. | 1.0000 | 1.0000 | 26439 | PVC Copper Wire 1.5 Sqmm Grey | Mtrs | 0.0000 | 100.0000 | 158.001.001.005.004.003.001.011.007.005. | 100.0000 | Material | 0 | 0.0000
673841 | A-1207-2BHK Internal Flat Wiring. | No. | 1.0000 | 1.0000 | 12466 | PVC Copper Wire 1.5 Sqmm red | Mtrs | 35.5000 | 8.8700 | 158.001.001.005.004.003.001.011.007.005. | 8.8700 | Material | 0 | 0.0000
673841 | A-1207-2BHK Internal Flat Wiring. | No. | 1.0000 | 1.0000 | 12529 | PVC Copper Wire 1.5 Sqmm yellow | Mtrs | 151.3250 | 10.0000 | 158.001.001.005.004.003.001.011.007.005. | 10.0000 | Material | 0 | 0.0000
673841 | A-1207-2BHK Internal Flat Wiring. | No. | 1.0000 | 1.0000 | 12471 | PVC Copper Wire 2.5 Sqmm black | Mtrs | 110.7250 | 14.2800 | 158.001.001.005.004.003.001.011.007.005. | 14.2800 | Material | 0 | 0.0000
673841 | A-1207-2BHK Internal Flat Wiring. | No. | 1.0000 | 1.0000 | 12527 | PVC Copper Wire 2.5 Sqmm blue | Mtrs | 0 | 14.2800 | 158.001.001.005.004.003.001.011.007.005. | 0.0000 | Material | 0 | 0.0000
673841 | A-1207-2BHK Internal Flat Wiring. | No. | 1.0000 | 1.0000 | 12472 | PVC Copper Wire 2.5 Sqmm green | Mtrs | 65.9800 | 14.2800 | 158.001.001.005.004.003.001.011.007.005. | 0.0000 | Material | 0 | 0.0000
673841 | A-1207-2BHK Internal Flat Wiring. | No. | 1.0000 | 1.0000 | 12470 | PVC Copper Wire 2.5 Sqmm red | Mtrs | 75.2500 | 14.2800 | 158.001.001.005.004.003.001.011.007.005. | 0.0000 | Material | 0 | 0.0000
673841 | A-1207-2BHK Internal Flat Wiring. | No. | 1.0000 | 1.0000 | 12528 | PVC Copper Wire 2.5 Sqmm yellow | Mtrs | 0.0000 | 14.2800 | 158.001.001.005.004.003.001.011.007.005. | 14.2800 | Material | 0 | 0.0000
673841 | A-1207-2BHK Internal Flat Wiring. | No. | 1.0000 | 1.0000 | 12475 | PVC Copper Wire 4 Sqmm black | Mtrs | 115.8500 | 21.1200 | 158.001.001.005.004.003.001.011.007.005. | 0.0000 | Material | 0 | 0.0000
673841 | A-1207-2BHK Internal Flat Wiring. | No. | 1.0000 | 1.0000 | 13068 | PVC Copper Wire 4 Sqmm blue | Mtrs | 77.5000 | 10.0000 | 158.001.001.005.004.003.001.011.007.005. | 0.0000 | Material | 0 | 0.0000
673841 | A-1207-2BHK Internal Flat Wiring. | No. | 1.0000 | 1.0000 | 12474 | PVC Copper Wire 4 Sqmm red | Mtrs | 0.0000 | 21.1200 | 158.001.001.005.004.003.001.011.007.005. | 0.0000 | Material | 0 | 0.0000
673841 | A-1207-2BHK Internal Flat Wiring. | No. | 1.0000 | 1.0000 | 13067 | PVC Copper Wire 4 Sqmm yellow | Mtrs | 81.9250 | 10.0000 | 158.001.001.005.004.003.001.011.007.005. | 0.0000 | Material | 0 | 0.0000
673841 | A-1207-2BHK Internal Flat Wiring. | No. | 1.0000 | 1.0000 | 1010 | RG-6 Co-Axial Cable | Mtrs | 0.0000 | 14.3900 | 158.001.001.005.004.003.001.011.007.005. | 0.0000 | Material | 0 | 0.0000
570113 | A-1208-3BHK Internal Electrical work | No. | 1.0000 | 1.0000 | 26454 | 12 Module GI Concealed Box | No. | 2.0000 | 255.0000 | 158.001.001.005.004.003.001.011.008.001. | 255.0000 | Material | 0 | 0.0000
570113 | A-1208-3BHK Internal Electrical work | No. | 1.0000 | 1.0000 | 5245 | 12M Plate (575770) | No. | 2.0000 | 225.8600 | 158.001.001.005.004.003.001.011.008.001. | 0.0000 | Material | 0 | 0.0000
570113 | A-1208-3BHK Internal Electrical work | No. | 1.0000 | 1.0000 | 26448 | 2 Module GI Concealed Box | No. | 13.0000 | 75.0000 | 158.001.001.005.004.003.001.011.008.001. | 75.0000 | Material | 0 | 0.0000
570113 | A-1208-3BHK Internal Electrical work | No. | 1.0000 | 1.0000 | 5250 | 2M Plate (575710) | No. | 13.0000 | 60.4800 | 158.001.001.005.004.003.001.011.008.001. | 0.0000 | Material | 0 | 0.0000
570113 | A-1208-3BHK Internal Electrical work | No. | 1.0000 | 1.0000 | 26449 | 3 Module GI Concealed Box | No. | 11.0000 | 105.0000 | 158.001.001.005.004.003.001.011.008.001. | 105.0000 | Material | 0 | 0.0000
570113 | A-1208-3BHK Internal Electrical work | No. | 1.0000 | 1.0000 | 5249 | 3M Plate (575720) | No. | 11.0000 | 68.9800 | 158.001.001.005.004.003.001.011.008.001. | 0.0000 | Material | 0 | 0.0000
570113 | A-1208-3BHK Internal Electrical work | No. | 1.0000 | 1.0000 | 26450 | 4 Module GI Concealed Box | No. | 4.0000 | 130.0000 | 158.001.001.005.004.003.001.011.008.001. | 130.0000 | Material | 0 | 0.0000
570113 | A-1208-3BHK Internal Electrical work | No. | 1.0000 | 1.0000 | 5248 | 4M Plate (575730) | No. | 4.0000 | 72.7600 | 158.001.001.005.004.003.001.011.008.001. | 0.0000 | Material | 0 | 0.0000
570113 | A-1208-3BHK Internal Electrical work | No. | 1.0000 | 1.0000 | 26451 | 6 Module GI Concealed Box | No. | 9.0000 | 160.0000 | 158.001.001.005.004.003.001.011.008.001. | 160.0000 | Material | 0 | 0.0000
570113 | A-1208-3BHK Internal Electrical work | No. | 1.0000 | 1.0000 | 5247 | 6M Plate (575740) | No. | 9.0000 | 131.3500 | 158.001.001.005.004.003.001.011.008.001. | 0.0000 | Material | 0 | 0.0000
570113 | A-1208-3BHK Internal Electrical work | No. | 1.0000 | 1.0000 | 26452 | 8 Module GI Concealed Box | No. | 5.0000 | 215.0000 | 158.001.001.005.004.003.001.011.008.001. | 215.0000 | Material | 0 | 0.0000
570113 | A-1208-3BHK Internal Electrical work | No. | 1.0000 | 1.0000 | 5246 | 8M Hzl Plate (575750) | No. | 5.0000 | 144.5800 | 158.001.001.005.004.003.001.011.008.001. | 0.0000 | Material | 0 | 0.0000
570115 | A-1208-3BHK Wall Conduting Material | No. | 1.0000 | 1.0000 | 8482 | Flexible Pipe 3/4" | Mtrs | 3.0000 | 5.2500 | 158.001.001.005.004.003.001.011.008.002. | 0.0000 | Material | 0 | 0.0000
570115 | A-1208-3BHK Wall Conduting Material | No. | 1.0000 | 1.0000 | 501 | Nails 3" | Kgs | 0.5000 | 63.0000 | 158.001.001.005.004.003.001.011.008.002. | 0.0000 | Material | 0 | 0.0000
570115 | A-1208-3BHK Wall Conduting Material | No. | 1.0000 | 1.0000 | 3246 | PVC 1 way Junction Box 1" | No. | 6.0000 | 18.2000 | 158.001.001.005.004.003.001.011.008.002. | 0.0000 | Material | 0 | 0.0000
570115 | A-1208-3BHK Wall Conduting Material | No. | 1.0000 | 1.0000 | 838 | PVC Conduit Bend 1" | No. | 15.0000 | 6.3500 | 158.001.001.005.004.003.001.011.008.002. | 6.3500 | Material | 0 | 0.0000
570115 | A-1208-3BHK Wall Conduting Material | No. | 1.0000 | 1.0000 | 837 | PVC Conduit Pipe 1" mtrs | Mtrs | 105.0000 | 18.6000 | 158.001.001.005.004.003.001.011.008.002. | 18.6000 | Material | 0 | 0.0000
604522 | A-1208-3BHK Internal Flat DB Work | No. | 1.0000 | 1.0000 | 28289 | 10A Single Pole MCB (IH31P0C010) | No. | 3.0000 | 100.0000 | 158.001.001.005.004.003.001.011.008.003. | 100.0000 | Material | 0 | 0.0000
604522 | A-1208-3BHK Internal Flat DB Work | No. | 1.0000 | 1.0000 | 28297 | 20A Single Pole MCB (IH31P0C020) | No. | 9.0000 | 300.0000 | 158.001.001.005.004.003.001.011.008.003. | 300.0000 | Material | 0 | 0.0000
604522 | A-1208-3BHK Internal Flat DB Work | No. | 1.0000 | 1.0000 | 28545 | 40 AMP RCCB 4 Pole 30ma IH3R440030 | No. | 1.0000 | 118.0000 | 158.001.001.005.004.003.001.011.008.003. | 100.0000 | Material | 45 | 18.0000 | C+S GST 18% I/P RD
604522 | A-1208-3BHK Internal Flat DB Work | No. | 1.0000 | 1.0000 | 28777 | 6 Way TPN DB with tel. compartment IHETPNTV006 | No. | 1.0000 | 118.0000 | 158.001.001.005.004.003.001.011.008.003. | 100.0000 | Material | 45 | 18.0000 | C+S GST 18% I/P RD
606876 | A-1208-3BHK Int. Flat Switch Socket Material | No. | 1.0000 | 1.0000 | 5238 | 16A 1way switch w indi.(572063 | No. | 12.0000 | 127.5800 | 158.001.001.005.004.003.001.011.008.004. | 0.0000 | Material | 0 | 0.0000
606876 | A-1208-3BHK Int. Flat Switch Socket Material | No. | 1.0000 | 1.0000 | 8655 | 16A socket (573471) | No. | 12.0000 | 254.0000 | 158.001.001.005.004.003.001.011.008.004. | 254.0000 | Material | 0 | 0.0000
606876 | A-1208-3BHK Int. Flat Switch Socket Material | No. | 1.0000 | 1.0000 | 793 | 6 A Bell Push (573413) | No. | 1.0000 | 22.0500 | 158.001.001.005.004.003.001.011.008.004. | 0.0000 | Material | 0 | 0.0000
606876 | A-1208-3BHK Int. Flat Switch Socket Material | No. | 1.0000 | 1.0000 | 7294 | 6A 2 Way Switch (573402) | No. | 6.0000 | 130.0000 | 158.001.001.005.004.003.001.011.008.004. | 0.0000 | Material | 0 | 0.0000
606876 | A-1208-3BHK Int. Flat Switch Socket Material | No. | 1.0000 | 1.0000 | 28162 | 6A 3Pin Socket (573424) | No. | 30.0000 | 290.0000 | 158.001.001.005.004.003.001.011.008.004. | 290.0000 | Material | 0 | 0.0000
606876 | A-1208-3BHK Int. Flat Switch Socket Material | No. | 1.0000 | 1.0000 | 5240 | 6A One way Switch (573400) | No. | 61.0000 | 72.7600 | 158.001.001.005.004.003.001.011.008.004. | 0.0000 | Material | 0 | 0.0000
606876 | A-1208-3BHK Int. Flat Switch Socket Material | No. | 1.0000 | 1.0000 | 2556 | Angle Holder | No. | 6.0000 | 28.0000 | 158.001.001.005.004.003.001.011.008.004. | 0.0000 | Material | 0 | 0.0000
606876 | A-1208-3BHK Int. Flat Switch Socket Material | No. | 1.0000 | 1.0000 | 5244 | Blank Plate 1m (573449) | No. | 9.0000 | 19.8400 | 158.001.001.005.004.003.001.011.008.004. | 0.0000 | Material | 0 | 0.0000
606876 | A-1208-3BHK Int. Flat Switch Socket Material | No. | 1.0000 | 1.0000 | 1714 | Connector | No. | 5.0000 | 9.0000 | 158.001.001.005.004.003.001.011.008.004. | 0.0000 | Material | 0 | 0.0000
606876 | A-1208-3BHK Int. Flat Switch Socket Material | No. | 1.0000 | 1.0000 | 6758 | Fan Step Reg (573469) | No. | 7.0000 | 432.3400 | 158.001.001.005.004.003.001.011.008.004. | 0.0000 | Material | 0 | 0.0000
606876 | A-1208-3BHK Int. Flat Switch Socket Material | No. | 1.0000 | 1.0000 | 3287 | Round Plate 4" - No. | No. | 44.0000 | 9.0000 | 158.001.001.005.004.003.001.011.008.004. | 0.0000 | Material | 0 | 0.0000
606876 | A-1208-3BHK Int. Flat Switch Socket Material | No. | 1.0000 | 1.0000 | 9555 | Round Plate 6" | No. | 7.0000 | 6.0000 | 158.001.001.005.004.003.001.011.008.004. | 0.0000 | Material | 0 | 0.0000
606876 | A-1208-3BHK Int. Flat Switch Socket Material | No. | 1.0000 | 1.0000 | 6757 | T.V. Socket (573425) | No. | 4.0000 | 83.1600 | 158.001.001.005.004.003.001.011.008.004. | 0.0000 | Material | 0 | 0.0000
606876 | A-1208-3BHK Int. Flat Switch Socket Material | No. | 1.0000 | 1.0000 | 5242 | Tel. Socket 1mod (573426) | No. | 1.0000 | 79.3800 | 158.001.001.005.004.003.001.011.008.004. | 0.0000 | Material | 0 | 0.0000
673842 | A-1208-3BHK Internal Flat Wiring. | No. | 1.0000 | 1.0000 | 23458 | 2 Pair telephone cable | Mtrs | 0.0000 | 50.0000 | 158.001.001.005.004.003.001.011.008.005. | 50.0000 | Material | 0 | 0.0000
673842 | A-1208-3BHK Internal Flat Wiring. | No. | 1.0000 | 1.0000 | 12468 | PVC Copper Wire 1.5 Sqmm black | Mtrs | 123.7750 | 8.8600 | 158.001.001.005.004.003.001.011.008.005. | 8.8600 | Material | 0 | 0.0000
673842 | A-1208-3BHK Internal Flat Wiring. | No. | 1.0000 | 1.0000 | 12530 | PVC Copper Wire 1.5 Sqmm blue | Mtrs | 105.7500 | 8.8600 | 158.001.001.005.004.003.001.011.008.005. | 8.8600 | Material | 0 | 0.0000
673842 | A-1208-3BHK Internal Flat Wiring. | No. | 1.0000 | 1.0000 | 12469 | PVC Copper Wire 1.5 Sqmm green | Mtrs | 78.9800 | 8.8700 | 158.001.001.005.004.003.001.011.008.005. | 0.0000 | Material | 0 | 0.0000
673842 | A-1208-3BHK Internal Flat Wiring. | No. | 1.0000 | 1.0000 | 26439 | PVC Copper Wire 1.5 Sqmm Grey | Mtrs | 0.0000 | 100.0000 | 158.001.001.005.004.003.001.011.008.005. | 100.0000 | Material | 0 | 0.0000
673842 | A-1208-3BHK Internal Flat Wiring. | No. | 1.0000 | 1.0000 | 12466 | PVC Copper Wire 1.5 Sqmm red | Mtrs | 35.5000 | 8.8700 | 158.001.001.005.004.003.001.011.008.005. | 8.8700 | Material | 0 | 0.0000
673842 | A-1208-3BHK Internal Flat Wiring. | No. | 1.0000 | 1.0000 | 12529 | PVC Copper Wire 1.5 Sqmm yellow | Mtrs | 151.3250 | 10.0000 | 158.001.001.005.004.003.001.011.008.005. | 10.0000 | Material | 0 | 0.0000
673842 | A-1208-3BHK Internal Flat Wiring. | No. | 1.0000 | 1.0000 | 12471 | PVC Copper Wire 2.5 Sqmm black | Mtrs | 110.7250 | 14.2800 | 158.001.001.005.004.003.001.011.008.005. | 14.2800 | Material | 0 | 0.0000
673842 | A-1208-3BHK Internal Flat Wiring. | No. | 1.0000 | 1.0000 | 12527 | PVC Copper Wire 2.5 Sqmm blue | Mtrs | 0 | 14.2800 | 158.001.001.005.004.003.001.011.008.005. | 0.0000 | Material | 0 | 0.0000
673842 | A-1208-3BHK Internal Flat Wiring. | No. | 1.0000 | 1.0000 | 12472 | PVC Copper Wire 2.5 Sqmm green | Mtrs | 65.9800 | 14.2800 | 158.001.001.005.004.003.001.011.008.005. | 0.0000 | Material | 0 | 0.0000
673842 | A-1208-3BHK Internal Flat Wiring. | No. | 1.0000 | 1.0000 | 12470 | PVC Copper Wire 2.5 Sqmm red | Mtrs | 75.2500 | 14.2800 | 158.001.001.005.004.003.001.011.008.005. | 0.0000 | Material | 0 | 0.0000
673842 | A-1208-3BHK Internal Flat Wiring. | No. | 1.0000 | 1.0000 | 12528 | PVC Copper Wire 2.5 Sqmm yellow | Mtrs | 0.0000 | 14.2800 | 158.001.001.005.004.003.001.011.008.005. | 14.2800 | Material | 0 | 0.0000
673842 | A-1208-3BHK Internal Flat Wiring. | No. | 1.0000 | 1.0000 | 12475 | PVC Copper Wire 4 Sqmm black | Mtrs | 115.8500 | 21.1200 | 158.001.001.005.004.003.001.011.008.005. | 0.0000 | Material | 0 | 0.0000
673842 | A-1208-3BHK Internal Flat Wiring. | No. | 1.0000 | 1.0000 | 13068 | PVC Copper Wire 4 Sqmm blue | Mtrs | 77.5000 | 10.0000 | 158.001.001.005.004.003.001.011.008.005. | 0.0000 | Material | 0 | 0.0000
673842 | A-1208-3BHK Internal Flat Wiring. | No. | 1.0000 | 1.0000 | 12474 | PVC Copper Wire 4 Sqmm red | Mtrs | 0.0000 | 21.1200 | 158.001.001.005.004.003.001.011.008.005. | 0.0000 | Material | 0 | 0.0000
673842 | A-1208-3BHK Internal Flat Wiring. | No. | 1.0000 | 1.0000 | 13067 | PVC Copper Wire 4 Sqmm yellow | Mtrs | 81.9250 | 10.0000 | 158.001.001.005.004.003.001.011.008.005. | 0.0000 | Material | 0 | 0.0000
673842 | A-1208-3BHK Internal Flat Wiring. | No. | 1.0000 | 1.0000 | 1010 | RG-6 Co-Axial Cable | Mtrs | 0.0000 | 14.3900 | 158.001.001.005.004.003.001.011.008.005. | 0.0000 | Material | 0 | 0.0000
570131 | A-1301-3BHK Internal Electrical work | No. | 1.0000 | 1.0000 | 26454 | 12 Module GI Concealed Box | No. | 2.0000 | 255.0000 | 158.001.001.005.004.003.001.012.001.001. | 255.0000 | Material | 0 | 0.0000
570131 | A-1301-3BHK Internal Electrical work | No. | 1.0000 | 1.0000 | 5245 | 12M Plate (575770) | No. | 2.0000 | 225.8600 | 158.001.001.005.004.003.001.012.001.001. | 0.0000 | Material | 0 | 0.0000
570131 | A-1301-3BHK Internal Electrical work | No. | 1.0000 | 1.0000 | 26448 | 2 Module GI Concealed Box | No. | 13.0000 | 75.0000 | 158.001.001.005.004.003.001.012.001.001. | 75.0000 | Material | 0 | 0.0000
570131 | A-1301-3BHK Internal Electrical work | No. | 1.0000 | 1.0000 | 5250 | 2M Plate (575710) | No. | 13.0000 | 60.4800 | 158.001.001.005.004.003.001.012.001.001. | 0.0000 | Material | 0 | 0.0000
570131 | A-1301-3BHK Internal Electrical work | No. | 1.0000 | 1.0000 | 26449 | 3 Module GI Concealed Box | No. | 11.0000 | 105.0000 | 158.001.001.005.004.003.001.012.001.001. | 105.0000 | Material | 0 | 0.0000
570131 | A-1301-3BHK Internal Electrical work | No. | 1.0000 | 1.0000 | 5249 | 3M Plate (575720) | No. | 11.0000 | 68.9800 | 158.001.001.005.004.003.001.012.001.001. | 0.0000 | Material | 0 | 0.0000
570131 | A-1301-3BHK Internal Electrical work | No. | 1.0000 | 1.0000 | 26450 | 4 Module GI Concealed Box | No. | 4.0000 | 130.0000 | 158.001.001.005.004.003.001.012.001.001. | 130.0000 | Material | 0 | 0.0000
570131 | A-1301-3BHK Internal Electrical work | No. | 1.0000 | 1.0000 | 5248 | 4M Plate (575730) | No. | 4.0000 | 72.7600 | 158.001.001.005.004.003.001.012.001.001. | 0.0000 | Material | 0 | 0.0000
570131 | A-1301-3BHK Internal Electrical work | No. | 1.0000 | 1.0000 | 26451 | 6 Module GI Concealed Box | No. | 9.0000 | 160.0000 | 158.001.001.005.004.003.001.012.001.001. | 160.0000 | Material | 0 | 0.0000
570131 | A-1301-3BHK Internal Electrical work | No. | 1.0000 | 1.0000 | 5247 | 6M Plate (575740) | No. | 9.0000 | 131.3500 | 158.001.001.005.004.003.001.012.001.001. | 0.0000 | Material | 0 | 0.0000
570131 | A-1301-3BHK Internal Electrical work | No. | 1.0000 | 1.0000 | 26452 | 8 Module GI Concealed Box | No. | 5.0000 | 215.0000 | 158.001.001.005.004.003.001.012.001.001. | 215.0000 | Material | 0 | 0.0000
570131 | A-1301-3BHK Internal Electrical work | No. | 1.0000 | 1.0000 | 5246 | 8M Hzl Plate (575750) | No. | 5.0000 | 144.5800 | 158.001.001.005.004.003.001.012.001.001. | 0.0000 | Material | 0 | 0.0000
570139 | A-1301-3BHK Wall Conduting Material | No. | 1.0000 | 1.0000 | 8482 | Flexible Pipe 3/4" | Mtrs | 3.0000 | 5.2500 | 158.001.001.005.004.003.001.012.001.002. | 0.0000 | Material | 0 | 0.0000
570139 | A-1301-3BHK Wall Conduting Material | No. | 1.0000 | 1.0000 | 501 | Nails 3" | Kgs | 0.5000 | 63.0000 | 158.001.001.005.004.003.001.012.001.002. | 0.0000 | Material | 0 | 0.0000
570139 | A-1301-3BHK Wall Conduting Material | No. | 1.0000 | 1.0000 | 3246 | PVC 1 way Junction Box 1" | No. | 6.0000 | 18.2000 | 158.001.001.005.004.003.001.012.001.002. | 0.0000 | Material | 0 | 0.0000
570139 | A-1301-3BHK Wall Conduting Material | No. | 1.0000 | 1.0000 | 838 | PVC Conduit Bend 1" | No. | 15.0000 | 6.3500 | 158.001.001.005.004.003.001.012.001.002. | 6.3500 | Material | 0 | 0.0000
570139 | A-1301-3BHK Wall Conduting Material | No. | 1.0000 | 1.0000 | 837 | PVC Conduit Pipe 1" mtrs | Mtrs | 105.0000 | 18.6000 | 158.001.001.005.004.003.001.012.001.002. | 18.6000 | Material | 0 | 0.0000
604523 | A-1301-3BHK Internal Flat DB Work | No. | 1.0000 | 1.0000 | 28289 | 10A Single Pole MCB (IH31P0C010) | No. | 3.0000 | 100.0000 | 158.001.001.005.004.003.001.012.001.003. | 100.0000 | Material | 0 | 0.0000
604523 | A-1301-3BHK Internal Flat DB Work | No. | 1.0000 | 1.0000 | 28297 | 20A Single Pole MCB (IH31P0C020) | No. | 9.0000 | 300.0000 | 158.001.001.005.004.003.001.012.001.003. | 300.0000 | Material | 0 | 0.0000
604523 | A-1301-3BHK Internal Flat DB Work | No. | 1.0000 | 1.0000 | 28545 | 40 AMP RCCB 4 Pole 30ma IH3R440030 | No. | 1.0000 | 118.0000 | 158.001.001.005.004.003.001.012.001.003. | 100.0000 | Material | 45 | 18.0000 | C+S GST 18% I/P RD
604523 | A-1301-3BHK Internal Flat DB Work | No. | 1.0000 | 1.0000 | 28777 | 6 Way TPN DB with tel. compartment IHETPNTV006 | No. | 1.0000 | 118.0000 | 158.001.001.005.004.003.001.012.001.003. | 100.0000 | Material | 45 | 18.0000 | C+S GST 18% I/P RD
606877 | A-1301-3BHK Int. Flat Switch Socket Material | No. | 1.0000 | 1.0000 | 5238 | 16A 1way switch w indi.(572063 | No. | 12.0000 | 127.5800 | 158.001.001.005.004.003.001.012.001.004. | 0.0000 | Material | 0 | 0.0000
606877 | A-1301-3BHK Int. Flat Switch Socket Material | No. | 1.0000 | 1.0000 | 8655 | 16A socket (573471) | No. | 12.0000 | 254.0000 | 158.001.001.005.004.003.001.012.001.004. | 254.0000 | Material | 0 | 0.0000
606877 | A-1301-3BHK Int. Flat Switch Socket Material | No. | 1.0000 | 1.0000 | 793 | 6 A Bell Push (573413) | No. | 1.0000 | 22.0500 | 158.001.001.005.004.003.001.012.001.004. | 0.0000 | Material | 0 | 0.0000
606877 | A-1301-3BHK Int. Flat Switch Socket Material | No. | 1.0000 | 1.0000 | 7294 | 6A 2 Way Switch (573402) | No. | 6.0000 | 130.0000 | 158.001.001.005.004.003.001.012.001.004. | 0.0000 | Material | 0 | 0.0000
606877 | A-1301-3BHK Int. Flat Switch Socket Material | No. | 1.0000 | 1.0000 | 28162 | 6A 3Pin Socket (573424) | No. | 30.0000 | 290.0000 | 158.001.001.005.004.003.001.012.001.004. | 290.0000 | Material | 0 | 0.0000
606877 | A-1301-3BHK Int. Flat Switch Socket Material | No. | 1.0000 | 1.0000 | 5240 | 6A One way Switch (573400) | No. | 61.0000 | 72.7600 | 158.001.001.005.004.003.001.012.001.004. | 0.0000 | Material | 0 | 0.0000
606877 | A-1301-3BHK Int. Flat Switch Socket Material | No. | 1.0000 | 1.0000 | 2556 | Angle Holder | No. | 6.0000 | 28.0000 | 158.001.001.005.004.003.001.012.001.004. | 0.0000 | Material | 0 | 0.0000
606877 | A-1301-3BHK Int. Flat Switch Socket Material | No. | 1.0000 | 1.0000 | 5244 | Blank Plate 1m (573449) | No. | 9.0000 | 19.8400 | 158.001.001.005.004.003.001.012.001.004. | 0.0000 | Material | 0 | 0.0000
606877 | A-1301-3BHK Int. Flat Switch Socket Material | No. | 1.0000 | 1.0000 | 1714 | Connector | No. | 5.0000 | 9.0000 | 158.001.001.005.004.003.001.012.001.004. | 0.0000 | Material | 0 | 0.0000
606877 | A-1301-3BHK Int. Flat Switch Socket Material | No. | 1.0000 | 1.0000 | 6758 | Fan Step Reg (573469) | No. | 7.0000 | 432.3400 | 158.001.001.005.004.003.001.012.001.004. | 0.0000 | Material | 0 | 0.0000
606877 | A-1301-3BHK Int. Flat Switch Socket Material | No. | 1.0000 | 1.0000 | 3287 | Round Plate 4" - No. | No. | 44.0000 | 9.0000 | 158.001.001.005.004.003.001.012.001.004. | 0.0000 | Material | 0 | 0.0000
606877 | A-1301-3BHK Int. Flat Switch Socket Material | No. | 1.0000 | 1.0000 | 9555 | Round Plate 6" | No. | 7.0000 | 6.0000 | 158.001.001.005.004.003.001.012.001.004. | 0.0000 | Material | 0 | 0.0000
606877 | A-1301-3BHK Int. Flat Switch Socket Material | No. | 1.0000 | 1.0000 | 6757 | T.V. Socket (573425) | No. | 4.0000 | 83.1600 | 158.001.001.005.004.003.001.012.001.004. | 0.0000 | Material | 0 | 0.0000
606877 | A-1301-3BHK Int. Flat Switch Socket Material | No. | 1.0000 | 1.0000 | 5242 | Tel. Socket 1mod (573426) | No. | 1.0000 | 79.3800 | 158.001.001.005.004.003.001.012.001.004. | 0.0000 | Material | 0 | 0.0000
673843 | A-1301-3BHK Internal Flat Wiring. | No. | 1.0000 | 1.0000 | 23458 | 2 Pair telephone cable | Mtrs | 0.0000 | 50.0000 | 158.001.001.005.004.003.001.012.001.005. | 50.0000 | Material | 0 | 0.0000
673843 | A-1301-3BHK Internal Flat Wiring. | No. | 1.0000 | 1.0000 | 12468 | PVC Copper Wire 1.5 Sqmm black | Mtrs | 123.7750 | 8.8600 | 158.001.001.005.004.003.001.012.001.005. | 8.8600 | Material | 0 | 0.0000
673843 | A-1301-3BHK Internal Flat Wiring. | No. | 1.0000 | 1.0000 | 12530 | PVC Copper Wire 1.5 Sqmm blue | Mtrs | 105.7500 | 8.8600 | 158.001.001.005.004.003.001.012.001.005. | 8.8600 | Material | 0 | 0.0000
673843 | A-1301-3BHK Internal Flat Wiring. | No. | 1.0000 | 1.0000 | 12469 | PVC Copper Wire 1.5 Sqmm green | Mtrs | 78.9800 | 8.8700 | 158.001.001.005.004.003.001.012.001.005. | 0.0000 | Material | 0 | 0.0000
673843 | A-1301-3BHK Internal Flat Wiring. | No. | 1.0000 | 1.0000 | 26439 | PVC Copper Wire 1.5 Sqmm Grey | Mtrs | 0.0000 | 100.0000 | 158.001.001.005.004.003.001.012.001.005. | 100.0000 | Material | 0 | 0.0000
673843 | A-1301-3BHK Internal Flat Wiring. | No. | 1.0000 | 1.0000 | 12466 | PVC Copper Wire 1.5 Sqmm red | Mtrs | 35.5000 | 8.8700 | 158.001.001.005.004.003.001.012.001.005. | 8.8700 | Material | 0 | 0.0000
673843 | A-1301-3BHK Internal Flat Wiring. | No. | 1.0000 | 1.0000 | 12529 | PVC Copper Wire 1.5 Sqmm yellow | Mtrs | 151.3250 | 10.0000 | 158.001.001.005.004.003.001.012.001.005. | 10.0000 | Material | 0 | 0.0000
673843 | A-1301-3BHK Internal Flat Wiring. | No. | 1.0000 | 1.0000 | 12471 | PVC Copper Wire 2.5 Sqmm black | Mtrs | 110.7250 | 14.2800 | 158.001.001.005.004.003.001.012.001.005. | 14.2800 | Material | 0 | 0.0000
673843 | A-1301-3BHK Internal Flat Wiring. | No. | 1.0000 | 1.0000 | 12527 | PVC Copper Wire 2.5 Sqmm blue | Mtrs | 0 | 14.2800 | 158.001.001.005.004.003.001.012.001.005. | 0.0000 | Material | 0 | 0.0000
673843 | A-1301-3BHK Internal Flat Wiring. | No. | 1.0000 | 1.0000 | 12472 | PVC Copper Wire 2.5 Sqmm green | Mtrs | 65.9800 | 14.2800 | 158.001.001.005.004.003.001.012.001.005. | 0.0000 | Material | 0 | 0.0000
673843 | A-1301-3BHK Internal Flat Wiring. | No. | 1.0000 | 1.0000 | 12470 | PVC Copper Wire 2.5 Sqmm red | Mtrs | 75.2500 | 14.2800 | 158.001.001.005.004.003.001.012.001.005. | 0.0000 | Material | 0 | 0.0000
673843 | A-1301-3BHK Internal Flat Wiring. | No. | 1.0000 | 1.0000 | 12528 | PVC Copper Wire 2.5 Sqmm yellow | Mtrs | 0.0000 | 14.2800 | 158.001.001.005.004.003.001.012.001.005. | 14.2800 | Material | 0 | 0.0000
673843 | A-1301-3BHK Internal Flat Wiring. | No. | 1.0000 | 1.0000 | 12475 | PVC Copper Wire 4 Sqmm black | Mtrs | 115.8500 | 21.1200 | 158.001.001.005.004.003.001.012.001.005. | 0.0000 | Material | 0 | 0.0000
673843 | A-1301-3BHK Internal Flat Wiring. | No. | 1.0000 | 1.0000 | 13068 | PVC Copper Wire 4 Sqmm blue | Mtrs | 77.5000 | 10.0000 | 158.001.001.005.004.003.001.012.001.005. | 0.0000 | Material | 0 | 0.0000
673843 | A-1301-3BHK Internal Flat Wiring. | No. | 1.0000 | 1.0000 | 12474 | PVC Copper Wire 4 Sqmm red | Mtrs | 0.0000 | 21.1200 | 158.001.001.005.004.003.001.012.001.005. | 0.0000 | Material | 0 | 0.0000
673843 | A-1301-3BHK Internal Flat Wiring. | No. | 1.0000 | 1.0000 | 13067 | PVC Copper Wire 4 Sqmm yellow | Mtrs | 81.9250 | 10.0000 | 158.001.001.005.004.003.001.012.001.005. | 0.0000 | Material | 0 | 0.0000
673843 | A-1301-3BHK Internal Flat Wiring. | No. | 1.0000 | 1.0000 | 1010 | RG-6 Co-Axial Cable | Mtrs | 0.0000 | 14.3900 | 158.001.001.005.004.003.001.012.001.005. | 0.0000 | Material | 0 | 0.0000
570132 | A-1302-2BHK Internal Electrical work | No. | 1.0000 | 1.0000 | 26454 | 12 Module GI Concealed Box | No. | 2.0000 | 255.0000 | 158.001.001.005.004.003.001.012.002.001. | 255.0000 | Material | 0 | 0.0000
570132 | A-1302-2BHK Internal Electrical work | No. | 1.0000 | 1.0000 | 5245 | 12M Plate (575770) | No. | 2.0000 | 225.8600 | 158.001.001.005.004.003.001.012.002.001. | 0.0000 | Material | 0 | 0.0000
570132 | A-1302-2BHK Internal Electrical work | No. | 1.0000 | 1.0000 | 26448 | 2 Module GI Concealed Box | No. | 9.0000 | 75.0000 | 158.001.001.005.004.003.001.012.002.001. | 75.0000 | Material | 0 | 0.0000
570132 | A-1302-2BHK Internal Electrical work | No. | 1.0000 | 1.0000 | 5250 | 2M Plate (575710) | No. | 9.0000 | 60.4800 | 158.001.001.005.004.003.001.012.002.001. | 0.0000 | Material | 0 | 0.0000
570132 | A-1302-2BHK Internal Electrical work | No. | 1.0000 | 1.0000 | 26449 | 3 Module GI Concealed Box | No. | 11.0000 | 105.0000 | 158.001.001.005.004.003.001.012.002.001. | 105.0000 | Material | 0 | 0.0000
570132 | A-1302-2BHK Internal Electrical work | No. | 1.0000 | 1.0000 | 5249 | 3M Plate (575720) | No. | 11.0000 | 68.9800 | 158.001.001.005.004.003.001.012.002.001. | 0.0000 | Material | 0 | 0.0000
570132 | A-1302-2BHK Internal Electrical work | No. | 1.0000 | 1.0000 | 26450 | 4 Module GI Concealed Box | No. | 3.0000 | 130.0000 | 158.001.001.005.004.003.001.012.002.001. | 130.0000 | Material | 0 | 0.0000
570132 | A-1302-2BHK Internal Electrical work | No. | 1.0000 | 1.0000 | 5248 | 4M Plate (575730) | No. | 3.0000 | 72.7600 | 158.001.001.005.004.003.001.012.002.001. | 0.0000 | Material | 0 | 0.0000
570132 | A-1302-2BHK Internal Electrical work | No. | 1.0000 | 1.0000 | 26451 | 6 Module GI Concealed Box | No. | 7.0000 | 160.0000 | 158.001.001.005.004.003.001.012.002.001. | 160.0000 | Material | 0 | 0.0000
570132 | A-1302-2BHK Internal Electrical work | No. | 1.0000 | 1.0000 | 5247 | 6M Plate (575740) | No. | 7.0000 | 131.3500 | 158.001.001.005.004.003.001.012.002.001. | 0.0000 | Material | 0 | 0.0000
570132 | A-1302-2BHK Internal Electrical work | No. | 1.0000 | 1.0000 | 26452 | 8 Module GI Concealed Box | No. | 4.0000 | 215.0000 | 158.001.001.005.004.003.001.012.002.001. | 215.0000 | Material | 0 | 0.0000
570132 | A-1302-2BHK Internal Electrical work | No. | 1.0000 | 1.0000 | 5246 | 8M Hzl Plate (575750) | No. | 4.0000 | 144.5800 | 158.001.001.005.004.003.001.012.002.001. | 0.0000 | Material | 0 | 0.0000
570141 | A-1302-2BHK Wall Conduting Material 2BHK | No. | 1.0000 | 1.0000 | 8482 | Flexible Pipe 3/4" | Mtrs | 3.0000 | 5.2500 | 158.001.001.005.004.003.001.012.002.002. | 0.0000 | Material | 0 | 0.0000
570141 | A-1302-2BHK Wall Conduting Material 2BHK | No. | 1.0000 | 1.0000 | 501 | Nails 3" | Kgs | 0.5000 | 63.0000 | 158.001.001.005.004.003.001.012.002.002. | 0.0000 | Material | 0 | 0.0000
570141 | A-1302-2BHK Wall Conduting Material 2BHK | No. | 1.0000 | 1.0000 | 3246 | PVC 1 way Junction Box 1" | No. | 4.0000 | 18.2000 | 158.001.001.005.004.003.001.012.002.002. | 0.0000 | Material | 0 | 0.0000
570141 | A-1302-2BHK Wall Conduting Material 2BHK | No. | 1.0000 | 1.0000 | 838 | PVC Conduit Bend 1" | No. | 13.0000 | 6.3500 | 158.001.001.005.004.003.001.012.002.002. | 6.3500 | Material | 0 | 0.0000
570141 | A-1302-2BHK Wall Conduting Material 2BHK | No. | 1.0000 | 1.0000 | 837 | PVC Conduit Pipe 1" mtrs | Mtrs | 90.0000 | 18.6000 | 158.001.001.005.004.003.001.012.002.002. | 18.6000 | Material | 0 | 0.0000
604524 | A-1302-2BHK Internal Flat DB Work | No. | 1.0000 | 1.0000 | 28289 | 10A Single Pole MCB (IH31P0C010) | No. | 4.0000 | 100.0000 | 158.001.001.005.004.003.001.012.002.003. | 100.0000 | Material | 0 | 0.0000
604524 | A-1302-2BHK Internal Flat DB Work | No. | 1.0000 | 1.0000 | 28297 | 20A Single Pole MCB (IH31P0C020) | No. | 8.0000 | 300.0000 | 158.001.001.005.004.003.001.012.002.003. | 300.0000 | Material | 0 | 0.0000
604524 | A-1302-2BHK Internal Flat DB Work | No. | 1.0000 | 1.0000 | 28776 | 4 Way TPN DB with tel. compartment IHETPNYV004 | No. | 1.0000 | 118.0000 | 158.001.001.005.004.003.001.012.002.003. | 100.0000 | Material | 45 | 18.0000 | C+S GST 18% I/P RD
604524 | A-1302-2BHK Internal Flat DB Work | No. | 1.0000 | 1.0000 | 28545 | 40 AMP RCCB 4 Pole 30ma IH3R440030 | No. | 1.0000 | 118.0000 | 158.001.001.005.004.003.001.012.002.003. | 100.0000 | Material | 45 | 18.0000 | C+S GST 18% I/P RD
610572 | A-1302-2BHK Int. Flat Switch Socket Material | No. | 1.0000 | 1.0000 | 5238 | 16A 1way switch w indi.(572063 | No. | 8.0000 | 127.5800 | 158.001.001.005.004.003.001.012.002.004. | 0.0000 | Material | 0 | 0.0000
610572 | A-1302-2BHK Int. Flat Switch Socket Material | No. | 1.0000 | 1.0000 | 8655 | 16A socket (573471) | No. | 10.0000 | 254.0000 | 158.001.001.005.004.003.001.012.002.004. | 254.0000 | Material | 0 | 0.0000
610572 | A-1302-2BHK Int. Flat Switch Socket Material | No. | 1.0000 | 1.0000 | 793 | 6 A Bell Push (573413) | No. | 1.0000 | 22.0500 | 158.001.001.005.004.003.001.012.002.004. | 0.0000 | Material | 0 | 0.0000
610572 | A-1302-2BHK Int. Flat Switch Socket Material | No. | 1.0000 | 1.0000 | 7294 | 6A 2 Way Switch (573402) | No. | 4.0000 | 130.0000 | 158.001.001.005.004.003.001.012.002.004. | 0.0000 | Material | 0 | 0.0000
610572 | A-1302-2BHK Int. Flat Switch Socket Material | No. | 1.0000 | 1.0000 | 28162 | 6A 3Pin Socket (573424) | No. | 25.0000 | 290.0000 | 158.001.001.005.004.003.001.012.002.004. | 290.0000 | Material | 0 | 0.0000
610572 | A-1302-2BHK Int. Flat Switch Socket Material | No. | 1.0000 | 1.0000 | 5240 | 6A One way Switch (573400) | No. | 51.0000 | 72.7600 | 158.001.001.005.004.003.001.012.002.004. | 0.0000 | Material | 0 | 0.0000
610572 | A-1302-2BHK Int. Flat Switch Socket Material | No. | 1.0000 | 1.0000 | 2556 | Angle Holder | No. | 5.0000 | 28.0000 | 158.001.001.005.004.003.001.012.002.004. | 0.0000 | Material | 0 | 0.0000
610572 | A-1302-2BHK Int. Flat Switch Socket Material | No. | 1.0000 | 1.0000 | 5244 | Blank Plate 1m (573449) | No. | 9.0000 | 19.8400 | 158.001.001.005.004.003.001.012.002.004. | 0.0000 | Material | 0 | 0.0000
610572 | A-1302-2BHK Int. Flat Switch Socket Material | No. | 1.0000 | 1.0000 | 1714 | Connector | No. | 4.0000 | 9.0000 | 158.001.001.005.004.003.001.012.002.004. | 0.0000 | Material | 0 | 0.0000
610572 | A-1302-2BHK Int. Flat Switch Socket Material | No. | 1.0000 | 1.0000 | 6758 | Fan Step Reg (573469) | No. | 6.0000 | 432.3400 | 158.001.001.005.004.003.001.012.002.004. | 0.0000 | Material | 0 | 0.0000
610572 | A-1302-2BHK Int. Flat Switch Socket Material | No. | 1.0000 | 1.0000 | 3287 | Round Plate 4" - No. | No. | 38.0000 | 9.0000 | 158.001.001.005.004.003.001.012.002.004. | 0.0000 | Material | 0 | 0.0000
610572 | A-1302-2BHK Int. Flat Switch Socket Material | No. | 1.0000 | 1.0000 | 9555 | Round Plate 6" | No. | 6.0000 | 6.0000 | 158.001.001.005.004.003.001.012.002.004. | 0.0000 | Material | 0 | 0.0000
610572 | A-1302-2BHK Int. Flat Switch Socket Material | No. | 1.0000 | 1.0000 | 6757 | T.V. Socket (573425) | No. | 3.0000 | 83.1600 | 158.001.001.005.004.003.001.012.002.004. | 0.0000 | Material | 0 | 0.0000
610572 | A-1302-2BHK Int. Flat Switch Socket Material | No. | 1.0000 | 1.0000 | 5242 | Tel. Socket 1mod (573426) | No. | 1.0000 | 79.3800 | 158.001.001.005.004.003.001.012.002.004. | 0.0000 | Material | 0 | 0.0000
673844 | A-1302-2BHK Internal Flat Wiring. | No. | 1.0000 | 1.0000 | 23458 | 2 Pair telephone cable | Mtrs | 0.0000 | 50.0000 | 158.001.001.005.004.003.001.012.002.005. | 50.0000 | Material | 0 | 0.0000
673844 | A-1302-2BHK Internal Flat Wiring. | No. | 1.0000 | 1.0000 | 12468 | PVC Copper Wire 1.5 Sqmm black | Mtrs | 123.7750 | 8.8600 | 158.001.001.005.004.003.001.012.002.005. | 8.8600 | Material | 0 | 0.0000
673844 | A-1302-2BHK Internal Flat Wiring. | No. | 1.0000 | 1.0000 | 12530 | PVC Copper Wire 1.5 Sqmm blue | Mtrs | 105.7500 | 8.8600 | 158.001.001.005.004.003.001.012.002.005. | 8.8600 | Material | 0 | 0.0000
673844 | A-1302-2BHK Internal Flat Wiring. | No. | 1.0000 | 1.0000 | 12469 | PVC Copper Wire 1.5 Sqmm green | Mtrs | 78.9800 | 8.8700 | 158.001.001.005.004.003.001.012.002.005. | 0.0000 | Material | 0 | 0.0000
673844 | A-1302-2BHK Internal Flat Wiring. | No. | 1.0000 | 1.0000 | 26439 | PVC Copper Wire 1.5 Sqmm Grey | Mtrs | 0.0000 | 100.0000 | 158.001.001.005.004.003.001.012.002.005. | 100.0000 | Material | 0 | 0.0000
673844 | A-1302-2BHK Internal Flat Wiring. | No. | 1.0000 | 1.0000 | 12466 | PVC Copper Wire 1.5 Sqmm red | Mtrs | 35.5000 | 8.8700 | 158.001.001.005.004.003.001.012.002.005. | 8.8700 | Material | 0 | 0.0000
673844 | A-1302-2BHK Internal Flat Wiring. | No. | 1.0000 | 1.0000 | 12529 | PVC Copper Wire 1.5 Sqmm yellow | Mtrs | 151.3250 | 10.0000 | 158.001.001.005.004.003.001.012.002.005. | 10.0000 | Material | 0 | 0.0000
673844 | A-1302-2BHK Internal Flat Wiring. | No. | 1.0000 | 1.0000 | 12471 | PVC Copper Wire 2.5 Sqmm black | Mtrs | 110.7250 | 14.2800 | 158.001.001.005.004.003.001.012.002.005. | 14.2800 | Material | 0 | 0.0000
673844 | A-1302-2BHK Internal Flat Wiring. | No. | 1.0000 | 1.0000 | 12527 | PVC Copper Wire 2.5 Sqmm blue | Mtrs | 0 | 14.2800 | 158.001.001.005.004.003.001.012.002.005. | 0.0000 | Material | 0 | 0.0000
673844 | A-1302-2BHK Internal Flat Wiring. | No. | 1.0000 | 1.0000 | 12472 | PVC Copper Wire 2.5 Sqmm green | Mtrs | 65.9800 | 14.2800 | 158.001.001.005.004.003.001.012.002.005. | 0.0000 | Material | 0 | 0.0000
673844 | A-1302-2BHK Internal Flat Wiring. | No. | 1.0000 | 1.0000 | 12470 | PVC Copper Wire 2.5 Sqmm red | Mtrs | 75.2500 | 14.2800 | 158.001.001.005.004.003.001.012.002.005. | 0.0000 | Material | 0 | 0.0000
673844 | A-1302-2BHK Internal Flat Wiring. | No. | 1.0000 | 1.0000 | 12528 | PVC Copper Wire 2.5 Sqmm yellow | Mtrs | 0.0000 | 14.2800 | 158.001.001.005.004.003.001.012.002.005. | 14.2800 | Material | 0 | 0.0000
673844 | A-1302-2BHK Internal Flat Wiring. | No. | 1.0000 | 1.0000 | 12475 | PVC Copper Wire 4 Sqmm black | Mtrs | 115.8500 | 21.1200 | 158.001.001.005.004.003.001.012.002.005. | 0.0000 | Material | 0 | 0.0000
673844 | A-1302-2BHK Internal Flat Wiring. | No. | 1.0000 | 1.0000 | 13068 | PVC Copper Wire 4 Sqmm blue | Mtrs | 77.5000 | 10.0000 | 158.001.001.005.004.003.001.012.002.005. | 0.0000 | Material | 0 | 0.0000
673844 | A-1302-2BHK Internal Flat Wiring. | No. | 1.0000 | 1.0000 | 12474 | PVC Copper Wire 4 Sqmm red | Mtrs | 0.0000 | 21.1200 | 158.001.001.005.004.003.001.012.002.005. | 0.0000 | Material | 0 | 0.0000
673844 | A-1302-2BHK Internal Flat Wiring. | No. | 1.0000 | 1.0000 | 13067 | PVC Copper Wire 4 Sqmm yellow | Mtrs | 81.9250 | 10.0000 | 158.001.001.005.004.003.001.012.002.005. | 0.0000 | Material | 0 | 0.0000
673844 | A-1302-2BHK Internal Flat Wiring. | No. | 1.0000 | 1.0000 | 1010 | RG-6 Co-Axial Cable | Mtrs | 0.0000 | 14.3900 | 158.001.001.005.004.003.001.012.002.005. | 0.0000 | Material | 0 | 0.0000
570133 | A-1303-2BHK Internal Electrical work | No. | 1.0000 | 1.0000 | 26454 | 12 Module GI Concealed Box | No. | 2.0000 | 255.0000 | 158.001.001.005.004.003.001.012.003.001. | 255.0000 | Material | 0 | 0.0000
570133 | A-1303-2BHK Internal Electrical work | No. | 1.0000 | 1.0000 | 5245 | 12M Plate (575770) | No. | 2.0000 | 225.8600 | 158.001.001.005.004.003.001.012.003.001. | 0.0000 | Material | 0 | 0.0000
570133 | A-1303-2BHK Internal Electrical work | No. | 1.0000 | 1.0000 | 26448 | 2 Module GI Concealed Box | No. | 9.0000 | 75.0000 | 158.001.001.005.004.003.001.012.003.001. | 75.0000 | Material | 0 | 0.0000
570133 | A-1303-2BHK Internal Electrical work | No. | 1.0000 | 1.0000 | 5250 | 2M Plate (575710) | No. | 9.0000 | 60.4800 | 158.001.001.005.004.003.001.012.003.001. | 0.0000 | Material | 0 | 0.0000
570133 | A-1303-2BHK Internal Electrical work | No. | 1.0000 | 1.0000 | 26449 | 3 Module GI Concealed Box | No. | 11.0000 | 105.0000 | 158.001.001.005.004.003.001.012.003.001. | 105.0000 | Material | 0 | 0.0000
570133 | A-1303-2BHK Internal Electrical work | No. | 1.0000 | 1.0000 | 5249 | 3M Plate (575720) | No. | 11.0000 | 68.9800 | 158.001.001.005.004.003.001.012.003.001. | 0.0000 | Material | 0 | 0.0000
570133 | A-1303-2BHK Internal Electrical work | No. | 1.0000 | 1.0000 | 26450 | 4 Module GI Concealed Box | No. | 3.0000 | 130.0000 | 158.001.001.005.004.003.001.012.003.001. | 130.0000 | Material | 0 | 0.0000
570133 | A-1303-2BHK Internal Electrical work | No. | 1.0000 | 1.0000 | 5248 | 4M Plate (575730) | No. | 3.0000 | 72.7600 | 158.001.001.005.004.003.001.012.003.001. | 0.0000 | Material | 0 | 0.0000
570133 | A-1303-2BHK Internal Electrical work | No. | 1.0000 | 1.0000 | 26451 | 6 Module GI Concealed Box | No. | 7.0000 | 160.0000 | 158.001.001.005.004.003.001.012.003.001. | 160.0000 | Material | 0 | 0.0000
570133 | A-1303-2BHK Internal Electrical work | No. | 1.0000 | 1.0000 | 5247 | 6M Plate (575740) | No. | 7.0000 | 131.3500 | 158.001.001.005.004.003.001.012.003.001. | 0.0000 | Material | 0 | 0.0000
570133 | A-1303-2BHK Internal Electrical work | No. | 1.0000 | 1.0000 | 26452 | 8 Module GI Concealed Box | No. | 4.0000 | 215.0000 | 158.001.001.005.004.003.001.012.003.001. | 215.0000 | Material | 0 | 0.0000
570133 | A-1303-2BHK Internal Electrical work | No. | 1.0000 | 1.0000 | 5246 | 8M Hzl Plate (575750) | No. | 4.0000 | 144.5800 | 158.001.001.005.004.003.001.012.003.001. | 0.0000 | Material | 0 | 0.0000
570142 | A-1303-2BHK Wall Conduting Material 2BHK | No. | 1.0000 | 1.0000 | 8482 | Flexible Pipe 3/4" | Mtrs | 3.0000 | 5.2500 | 158.001.001.005.004.003.001.012.003.002. | 0.0000 | Material | 0 | 0.0000
570142 | A-1303-2BHK Wall Conduting Material 2BHK | No. | 1.0000 | 1.0000 | 501 | Nails 3" | Kgs | 0.5000 | 63.0000 | 158.001.001.005.004.003.001.012.003.002. | 0.0000 | Material | 0 | 0.0000
570142 | A-1303-2BHK Wall Conduting Material 2BHK | No. | 1.0000 | 1.0000 | 3246 | PVC 1 way Junction Box 1" | No. | 4.0000 | 18.2000 | 158.001.001.005.004.003.001.012.003.002. | 0.0000 | Material | 0 | 0.0000
570142 | A-1303-2BHK Wall Conduting Material 2BHK | No. | 1.0000 | 1.0000 | 838 | PVC Conduit Bend 1" | No. | 13.0000 | 6.3500 | 158.001.001.005.004.003.001.012.003.002. | 6.3500 | Material | 0 | 0.0000
570142 | A-1303-2BHK Wall Conduting Material 2BHK | No. | 1.0000 | 1.0000 | 837 | PVC Conduit Pipe 1" mtrs | Mtrs | 90.0000 | 18.6000 | 158.001.001.005.004.003.001.012.003.002. | 18.6000 | Material | 0 | 0.0000
604525 | A-1303-2BHK Internal Flat DB Work | No. | 1.0000 | 1.0000 | 28289 | 10A Single Pole MCB (IH31P0C010) | No. | 4.0000 | 100.0000 | 158.001.001.005.004.003.001.012.003.003. | 100.0000 | Material | 0 | 0.0000
604525 | A-1303-2BHK Internal Flat DB Work | No. | 1.0000 | 1.0000 | 28297 | 20A Single Pole MCB (IH31P0C020) | No. | 8.0000 | 300.0000 | 158.001.001.005.004.003.001.012.003.003. | 300.0000 | Material | 0 | 0.0000
604525 | A-1303-2BHK Internal Flat DB Work | No. | 1.0000 | 1.0000 | 28776 | 4 Way TPN DB with tel. compartment IHETPNYV004 | No. | 1.0000 | 118.0000 | 158.001.001.005.004.003.001.012.003.003. | 100.0000 | Material | 45 | 18.0000 | C+S GST 18% I/P RD
604525 | A-1303-2BHK Internal Flat DB Work | No. | 1.0000 | 1.0000 | 28545 | 40 AMP RCCB 4 Pole 30ma IH3R440030 | No. | 1.0000 | 118.0000 | 158.001.001.005.004.003.001.012.003.003. | 100.0000 | Material | 45 | 18.0000 | C+S GST 18% I/P RD
610573 | A-1303-2BHK Int. Flat Switch Socket Material | No. | 1.0000 | 1.0000 | 5238 | 16A 1way switch w indi.(572063 | No. | 8.0000 | 127.5800 | 158.001.001.005.004.003.001.012.003.004. | 0.0000 | Material | 0 | 0.0000
610573 | A-1303-2BHK Int. Flat Switch Socket Material | No. | 1.0000 | 1.0000 | 8655 | 16A socket (573471) | No. | 10.0000 | 254.0000 | 158.001.001.005.004.003.001.012.003.004. | 254.0000 | Material | 0 | 0.0000
610573 | A-1303-2BHK Int. Flat Switch Socket Material | No. | 1.0000 | 1.0000 | 793 | 6 A Bell Push (573413) | No. | 1.0000 | 22.0500 | 158.001.001.005.004.003.001.012.003.004. | 0.0000 | Material | 0 | 0.0000
610573 | A-1303-2BHK Int. Flat Switch Socket Material | No. | 1.0000 | 1.0000 | 7294 | 6A 2 Way Switch (573402) | No. | 4.0000 | 130.0000 | 158.001.001.005.004.003.001.012.003.004. | 0.0000 | Material | 0 | 0.0000
610573 | A-1303-2BHK Int. Flat Switch Socket Material | No. | 1.0000 | 1.0000 | 28162 | 6A 3Pin Socket (573424) | No. | 25.0000 | 290.0000 | 158.001.001.005.004.003.001.012.003.004. | 290.0000 | Material | 0 | 0.0000
610573 | A-1303-2BHK Int. Flat Switch Socket Material | No. | 1.0000 | 1.0000 | 5240 | 6A One way Switch (573400) | No. | 51.0000 | 72.7600 | 158.001.001.005.004.003.001.012.003.004. | 0.0000 | Material | 0 | 0.0000
610573 | A-1303-2BHK Int. Flat Switch Socket Material | No. | 1.0000 | 1.0000 | 2556 | Angle Holder | No. | 5.0000 | 28.0000 | 158.001.001.005.004.003.001.012.003.004. | 0.0000 | Material | 0 | 0.0000
610573 | A-1303-2BHK Int. Flat Switch Socket Material | No. | 1.0000 | 1.0000 | 5244 | Blank Plate 1m (573449) | No. | 9.0000 | 19.8400 | 158.001.001.005.004.003.001.012.003.004. | 0.0000 | Material | 0 | 0.0000
610573 | A-1303-2BHK Int. Flat Switch Socket Material | No. | 1.0000 | 1.0000 | 1714 | Connector | No. | 4.0000 | 9.0000 | 158.001.001.005.004.003.001.012.003.004. | 0.0000 | Material | 0 | 0.0000
610573 | A-1303-2BHK Int. Flat Switch Socket Material | No. | 1.0000 | 1.0000 | 6758 | Fan Step Reg (573469) | No. | 6.0000 | 432.3400 | 158.001.001.005.004.003.001.012.003.004. | 0.0000 | Material | 0 | 0.0000
610573 | A-1303-2BHK Int. Flat Switch Socket Material | No. | 1.0000 | 1.0000 | 3287 | Round Plate 4" - No. | No. | 38.0000 | 9.0000 | 158.001.001.005.004.003.001.012.003.004. | 0.0000 | Material | 0 | 0.0000
610573 | A-1303-2BHK Int. Flat Switch Socket Material | No. | 1.0000 | 1.0000 | 9555 | Round Plate 6" | No. | 6.0000 | 6.0000 | 158.001.001.005.004.003.001.012.003.004. | 0.0000 | Material | 0 | 0.0000
610573 | A-1303-2BHK Int. Flat Switch Socket Material | No. | 1.0000 | 1.0000 | 6757 | T.V. Socket (573425) | No. | 3.0000 | 83.1600 | 158.001.001.005.004.003.001.012.003.004. | 0.0000 | Material | 0 | 0.0000
610573 | A-1303-2BHK Int. Flat Switch Socket Material | No. | 1.0000 | 1.0000 | 5242 | Tel. Socket 1mod (573426) | No. | 1.0000 | 79.3800 | 158.001.001.005.004.003.001.012.003.004. | 0.0000 | Material | 0 | 0.0000
673845 | A-1303-2BHK Internal Flat Wiring. | No. | 1.0000 | 1.0000 | 23458 | 2 Pair telephone cable | Mtrs | 0.0000 | 50.0000 | 158.001.001.005.004.003.001.012.003.005. | 50.0000 | Material | 0 | 0.0000
673845 | A-1303-2BHK Internal Flat Wiring. | No. | 1.0000 | 1.0000 | 12468 | PVC Copper Wire 1.5 Sqmm black | Mtrs | 123.7750 | 8.8600 | 158.001.001.005.004.003.001.012.003.005. | 8.8600 | Material | 0 | 0.0000
673845 | A-1303-2BHK Internal Flat Wiring. | No. | 1.0000 | 1.0000 | 12530 | PVC Copper Wire 1.5 Sqmm blue | Mtrs | 105.7500 | 8.8600 | 158.001.001.005.004.003.001.012.003.005. | 8.8600 | Material | 0 | 0.0000
673845 | A-1303-2BHK Internal Flat Wiring. | No. | 1.0000 | 1.0000 | 12469 | PVC Copper Wire 1.5 Sqmm green | Mtrs | 78.9800 | 8.8700 | 158.001.001.005.004.003.001.012.003.005. | 0.0000 | Material | 0 | 0.0000
673845 | A-1303-2BHK Internal Flat Wiring. | No. | 1.0000 | 1.0000 | 26439 | PVC Copper Wire 1.5 Sqmm Grey | Mtrs | 0.0000 | 100.0000 | 158.001.001.005.004.003.001.012.003.005. | 100.0000 | Material | 0 | 0.0000
673845 | A-1303-2BHK Internal Flat Wiring. | No. | 1.0000 | 1.0000 | 12466 | PVC Copper Wire 1.5 Sqmm red | Mtrs | 35.5000 | 8.8700 | 158.001.001.005.004.003.001.012.003.005. | 8.8700 | Material | 0 | 0.0000
673845 | A-1303-2BHK Internal Flat Wiring. | No. | 1.0000 | 1.0000 | 12529 | PVC Copper Wire 1.5 Sqmm yellow | Mtrs | 151.3250 | 10.0000 | 158.001.001.005.004.003.001.012.003.005. | 10.0000 | Material | 0 | 0.0000
673845 | A-1303-2BHK Internal Flat Wiring. | No. | 1.0000 | 1.0000 | 12471 | PVC Copper Wire 2.5 Sqmm black | Mtrs | 110.7250 | 14.2800 | 158.001.001.005.004.003.001.012.003.005. | 14.2800 | Material | 0 | 0.0000
673845 | A-1303-2BHK Internal Flat Wiring. | No. | 1.0000 | 1.0000 | 12527 | PVC Copper Wire 2.5 Sqmm blue | Mtrs | 0 | 14.2800 | 158.001.001.005.004.003.001.012.003.005. | 0.0000 | Material | 0 | 0.0000
673845 | A-1303-2BHK Internal Flat Wiring. | No. | 1.0000 | 1.0000 | 12472 | PVC Copper Wire 2.5 Sqmm green | Mtrs | 65.9800 | 14.2800 | 158.001.001.005.004.003.001.012.003.005. | 0.0000 | Material | 0 | 0.0000
673845 | A-1303-2BHK Internal Flat Wiring. | No. | 1.0000 | 1.0000 | 12470 | PVC Copper Wire 2.5 Sqmm red | Mtrs | 75.2500 | 14.2800 | 158.001.001.005.004.003.001.012.003.005. | 0.0000 | Material | 0 | 0.0000
673845 | A-1303-2BHK Internal Flat Wiring. | No. | 1.0000 | 1.0000 | 12528 | PVC Copper Wire 2.5 Sqmm yellow | Mtrs | 0.0000 | 14.2800 | 158.001.001.005.004.003.001.012.003.005. | 14.2800 | Material | 0 | 0.0000
673845 | A-1303-2BHK Internal Flat Wiring. | No. | 1.0000 | 1.0000 | 12475 | PVC Copper Wire 4 Sqmm black | Mtrs | 115.8500 | 21.1200 | 158.001.001.005.004.003.001.012.003.005. | 0.0000 | Material | 0 | 0.0000
673845 | A-1303-2BHK Internal Flat Wiring. | No. | 1.0000 | 1.0000 | 13068 | PVC Copper Wire 4 Sqmm blue | Mtrs | 77.5000 | 10.0000 | 158.001.001.005.004.003.001.012.003.005. | 0.0000 | Material | 0 | 0.0000
673845 | A-1303-2BHK Internal Flat Wiring. | No. | 1.0000 | 1.0000 | 12474 | PVC Copper Wire 4 Sqmm red | Mtrs | 0.0000 | 21.1200 | 158.001.001.005.004.003.001.012.003.005. | 0.0000 | Material | 0 | 0.0000
673845 | A-1303-2BHK Internal Flat Wiring. | No. | 1.0000 | 1.0000 | 13067 | PVC Copper Wire 4 Sqmm yellow | Mtrs | 81.9250 | 10.0000 | 158.001.001.005.004.003.001.012.003.005. | 0.0000 | Material | 0 | 0.0000
673845 | A-1303-2BHK Internal Flat Wiring. | No. | 1.0000 | 1.0000 | 1010 | RG-6 Co-Axial Cable | Mtrs | 0.0000 | 14.3900 | 158.001.001.005.004.003.001.012.003.005. | 0.0000 | Material | 0 | 0.0000
570134 | A-1304-2BHK Internal Electrical work | No. | 1.0000 | 1.0000 | 26454 | 12 Module GI Concealed Box | No. | 2.0000 | 255.0000 | 158.001.001.005.004.003.001.012.004.001. | 255.0000 | Material | 0 | 0.0000
570134 | A-1304-2BHK Internal Electrical work | No. | 1.0000 | 1.0000 | 5245 | 12M Plate (575770) | No. | 2.0000 | 225.8600 | 158.001.001.005.004.003.001.012.004.001. | 0.0000 | Material | 0 | 0.0000
570134 | A-1304-2BHK Internal Electrical work | No. | 1.0000 | 1.0000 | 26448 | 2 Module GI Concealed Box | No. | 9.0000 | 75.0000 | 158.001.001.005.004.003.001.012.004.001. | 75.0000 | Material | 0 | 0.0000
570134 | A-1304-2BHK Internal Electrical work | No. | 1.0000 | 1.0000 | 5250 | 2M Plate (575710) | No. | 9.0000 | 60.4800 | 158.001.001.005.004.003.001.012.004.001. | 0.0000 | Material | 0 | 0.0000
570134 | A-1304-2BHK Internal Electrical work | No. | 1.0000 | 1.0000 | 26449 | 3 Module GI Concealed Box | No. | 11.0000 | 105.0000 | 158.001.001.005.004.003.001.012.004.001. | 105.0000 | Material | 0 | 0.0000
570134 | A-1304-2BHK Internal Electrical work | No. | 1.0000 | 1.0000 | 5249 | 3M Plate (575720) | No. | 11.0000 | 68.9800 | 158.001.001.005.004.003.001.012.004.001. | 0.0000 | Material | 0 | 0.0000
570134 | A-1304-2BHK Internal Electrical work | No. | 1.0000 | 1.0000 | 26450 | 4 Module GI Concealed Box | No. | 3.0000 | 130.0000 | 158.001.001.005.004.003.001.012.004.001. | 130.0000 | Material | 0 | 0.0000
570134 | A-1304-2BHK Internal Electrical work | No. | 1.0000 | 1.0000 | 5248 | 4M Plate (575730) | No. | 3.0000 | 72.7600 | 158.001.001.005.004.003.001.012.004.001. | 0.0000 | Material | 0 | 0.0000
570134 | A-1304-2BHK Internal Electrical work | No. | 1.0000 | 1.0000 | 26451 | 6 Module GI Concealed Box | No. | 7.0000 | 160.0000 | 158.001.001.005.004.003.001.012.004.001. | 160.0000 | Material | 0 | 0.0000
570134 | A-1304-2BHK Internal Electrical work | No. | 1.0000 | 1.0000 | 5247 | 6M Plate (575740) | No. | 7.0000 | 131.3500 | 158.001.001.005.004.003.001.012.004.001. | 0.0000 | Material | 0 | 0.0000
570134 | A-1304-2BHK Internal Electrical work | No. | 1.0000 | 1.0000 | 26452 | 8 Module GI Concealed Box | No. | 4.0000 | 215.0000 | 158.001.001.005.004.003.001.012.004.001. | 215.0000 | Material | 0 | 0.0000
570134 | A-1304-2BHK Internal Electrical work | No. | 1.0000 | 1.0000 | 5246 | 8M Hzl Plate (575750) | No. | 4.0000 | 144.5800 | 158.001.001.005.004.003.001.012.004.001. | 0.0000 | Material | 0 | 0.0000
570143 | A-1304-2BHK Wall Conduting Material 2BHK | No. | 1.0000 | 1.0000 | 8482 | Flexible Pipe 3/4" | Mtrs | 3.0000 | 5.2500 | 158.001.001.005.004.003.001.012.004.002. | 0.0000 | Material | 0 | 0.0000
570143 | A-1304-2BHK Wall Conduting Material 2BHK | No. | 1.0000 | 1.0000 | 501 | Nails 3" | Kgs | 0.5000 | 63.0000 | 158.001.001.005.004.003.001.012.004.002. | 0.0000 | Material | 0 | 0.0000
570143 | A-1304-2BHK Wall Conduting Material 2BHK | No. | 1.0000 | 1.0000 | 3246 | PVC 1 way Junction Box 1" | No. | 4.0000 | 18.2000 | 158.001.001.005.004.003.001.012.004.002. | 0.0000 | Material | 0 | 0.0000
570143 | A-1304-2BHK Wall Conduting Material 2BHK | No. | 1.0000 | 1.0000 | 838 | PVC Conduit Bend 1" | No. | 13.0000 | 6.3500 | 158.001.001.005.004.003.001.012.004.002. | 6.3500 | Material | 0 | 0.0000
570143 | A-1304-2BHK Wall Conduting Material 2BHK | No. | 1.0000 | 1.0000 | 837 | PVC Conduit Pipe 1" mtrs | Mtrs | 90.0000 | 18.6000 | 158.001.001.005.004.003.001.012.004.002. | 18.6000 | Material | 0 | 0.0000
604526 | A-1304-2BHK Internal Flat DB Work | No. | 1.0000 | 1.0000 | 28289 | 10A Single Pole MCB (IH31P0C010) | No. | 4.0000 | 100.0000 | 158.001.001.005.004.003.001.012.004.003. | 100.0000 | Material | 0 | 0.0000
604526 | A-1304-2BHK Internal Flat DB Work | No. | 1.0000 | 1.0000 | 28297 | 20A Single Pole MCB (IH31P0C020) | No. | 8.0000 | 300.0000 | 158.001.001.005.004.003.001.012.004.003. | 300.0000 | Material | 0 | 0.0000
604526 | A-1304-2BHK Internal Flat DB Work | No. | 1.0000 | 1.0000 | 28776 | 4 Way TPN DB with tel. compartment IHETPNYV004 | No. | 1.0000 | 118.0000 | 158.001.001.005.004.003.001.012.004.003. | 100.0000 | Material | 45 | 18.0000 | C+S GST 18% I/P RD
604526 | A-1304-2BHK Internal Flat DB Work | No. | 1.0000 | 1.0000 | 28545 | 40 AMP RCCB 4 Pole 30ma IH3R440030 | No. | 1.0000 | 118.0000 | 158.001.001.005.004.003.001.012.004.003. | 100.0000 | Material | 45 | 18.0000 | C+S GST 18% I/P RD
610574 | A-1304-2BHK Int. Flat Switch Socket Material | No. | 1.0000 | 1.0000 | 5238 | 16A 1way switch w indi.(572063 | No. | 8.0000 | 127.5800 | 158.001.001.005.004.003.001.012.004.004. | 0.0000 | Material | 0 | 0.0000
610574 | A-1304-2BHK Int. Flat Switch Socket Material | No. | 1.0000 | 1.0000 | 8655 | 16A socket (573471) | No. | 10.0000 | 254.0000 | 158.001.001.005.004.003.001.012.004.004. | 254.0000 | Material | 0 | 0.0000
610574 | A-1304-2BHK Int. Flat Switch Socket Material | No. | 1.0000 | 1.0000 | 793 | 6 A Bell Push (573413) | No. | 1.0000 | 22.0500 | 158.001.001.005.004.003.001.012.004.004. | 0.0000 | Material | 0 | 0.0000
610574 | A-1304-2BHK Int. Flat Switch Socket Material | No. | 1.0000 | 1.0000 | 7294 | 6A 2 Way Switch (573402) | No. | 4.0000 | 130.0000 | 158.001.001.005.004.003.001.012.004.004. | 0.0000 | Material | 0 | 0.0000
610574 | A-1304-2BHK Int. Flat Switch Socket Material | No. | 1.0000 | 1.0000 | 28162 | 6A 3Pin Socket (573424) | No. | 25.0000 | 290.0000 | 158.001.001.005.004.003.001.012.004.004. | 290.0000 | Material | 0 | 0.0000
610574 | A-1304-2BHK Int. Flat Switch Socket Material | No. | 1.0000 | 1.0000 | 5240 | 6A One way Switch (573400) | No. | 51.0000 | 72.7600 | 158.001.001.005.004.003.001.012.004.004. | 0.0000 | Material | 0 | 0.0000
610574 | A-1304-2BHK Int. Flat Switch Socket Material | No. | 1.0000 | 1.0000 | 2556 | Angle Holder | No. | 5.0000 | 28.0000 | 158.001.001.005.004.003.001.012.004.004. | 0.0000 | Material | 0 | 0.0000
610574 | A-1304-2BHK Int. Flat Switch Socket Material | No. | 1.0000 | 1.0000 | 5244 | Blank Plate 1m (573449) | No. | 9.0000 | 19.8400 | 158.001.001.005.004.003.001.012.004.004. | 0.0000 | Material | 0 | 0.0000
610574 | A-1304-2BHK Int. Flat Switch Socket Material | No. | 1.0000 | 1.0000 | 1714 | Connector | No. | 4.0000 | 9.0000 | 158.001.001.005.004.003.001.012.004.004. | 0.0000 | Material | 0 | 0.0000
610574 | A-1304-2BHK Int. Flat Switch Socket Material | No. | 1.0000 | 1.0000 | 6758 | Fan Step Reg (573469) | No. | 6.0000 | 432.3400 | 158.001.001.005.004.003.001.012.004.004. | 0.0000 | Material | 0 | 0.0000
610574 | A-1304-2BHK Int. Flat Switch Socket Material | No. | 1.0000 | 1.0000 | 3287 | Round Plate 4" - No. | No. | 38.0000 | 9.0000 | 158.001.001.005.004.003.001.012.004.004. | 0.0000 | Material | 0 | 0.0000
610574 | A-1304-2BHK Int. Flat Switch Socket Material | No. | 1.0000 | 1.0000 | 9555 | Round Plate 6" | No. | 6.0000 | 6.0000 | 158.001.001.005.004.003.001.012.004.004. | 0.0000 | Material | 0 | 0.0000
610574 | A-1304-2BHK Int. Flat Switch Socket Material | No. | 1.0000 | 1.0000 | 6757 | T.V. Socket (573425) | No. | 3.0000 | 83.1600 | 158.001.001.005.004.003.001.012.004.004. | 0.0000 | Material | 0 | 0.0000
610574 | A-1304-2BHK Int. Flat Switch Socket Material | No. | 1.0000 | 1.0000 | 5242 | Tel. Socket 1mod (573426) | No. | 1.0000 | 79.3800 | 158.001.001.005.004.003.001.012.004.004. | 0.0000 | Material | 0 | 0.0000
673846 | A-1304-2BHK Internal Flat Wiring. | No. | 1.0000 | 1.0000 | 23458 | 2 Pair telephone cable | Mtrs | 0.0000 | 50.0000 | 158.001.001.005.004.003.001.012.004.005. | 50.0000 | Material | 0 | 0.0000
673846 | A-1304-2BHK Internal Flat Wiring. | No. | 1.0000 | 1.0000 | 12468 | PVC Copper Wire 1.5 Sqmm black | Mtrs | 123.7750 | 8.8600 | 158.001.001.005.004.003.001.012.004.005. | 8.8600 | Material | 0 | 0.0000
673846 | A-1304-2BHK Internal Flat Wiring. | No. | 1.0000 | 1.0000 | 12530 | PVC Copper Wire 1.5 Sqmm blue | Mtrs | 105.7500 | 8.8600 | 158.001.001.005.004.003.001.012.004.005. | 8.8600 | Material | 0 | 0.0000
673846 | A-1304-2BHK Internal Flat Wiring. | No. | 1.0000 | 1.0000 | 12469 | PVC Copper Wire 1.5 Sqmm green | Mtrs | 78.9800 | 8.8700 | 158.001.001.005.004.003.001.012.004.005. | 0.0000 | Material | 0 | 0.0000
673846 | A-1304-2BHK Internal Flat Wiring. | No. | 1.0000 | 1.0000 | 26439 | PVC Copper Wire 1.5 Sqmm Grey | Mtrs | 0.0000 | 100.0000 | 158.001.001.005.004.003.001.012.004.005. | 100.0000 | Material | 0 | 0.0000
673846 | A-1304-2BHK Internal Flat Wiring. | No. | 1.0000 | 1.0000 | 12466 | PVC Copper Wire 1.5 Sqmm red | Mtrs | 35.5000 | 8.8700 | 158.001.001.005.004.003.001.012.004.005. | 8.8700 | Material | 0 | 0.0000
673846 | A-1304-2BHK Internal Flat Wiring. | No. | 1.0000 | 1.0000 | 12529 | PVC Copper Wire 1.5 Sqmm yellow | Mtrs | 151.3250 | 10.0000 | 158.001.001.005.004.003.001.012.004.005. | 10.0000 | Material | 0 | 0.0000
673846 | A-1304-2BHK Internal Flat Wiring. | No. | 1.0000 | 1.0000 | 12471 | PVC Copper Wire 2.5 Sqmm black | Mtrs | 110.7250 | 14.2800 | 158.001.001.005.004.003.001.012.004.005. | 14.2800 | Material | 0 | 0.0000
673846 | A-1304-2BHK Internal Flat Wiring. | No. | 1.0000 | 1.0000 | 12527 | PVC Copper Wire 2.5 Sqmm blue | Mtrs | 0 | 14.2800 | 158.001.001.005.004.003.001.012.004.005. | 0.0000 | Material | 0 | 0.0000
673846 | A-1304-2BHK Internal Flat Wiring. | No. | 1.0000 | 1.0000 | 12472 | PVC Copper Wire 2.5 Sqmm green | Mtrs | 65.9800 | 14.2800 | 158.001.001.005.004.003.001.012.004.005. | 0.0000 | Material | 0 | 0.0000
673846 | A-1304-2BHK Internal Flat Wiring. | No. | 1.0000 | 1.0000 | 12470 | PVC Copper Wire 2.5 Sqmm red | Mtrs | 75.2500 | 14.2800 | 158.001.001.005.004.003.001.012.004.005. | 0.0000 | Material | 0 | 0.0000
673846 | A-1304-2BHK Internal Flat Wiring. | No. | 1.0000 | 1.0000 | 12528 | PVC Copper Wire 2.5 Sqmm yellow | Mtrs | 0.0000 | 14.2800 | 158.001.001.005.004.003.001.012.004.005. | 14.2800 | Material | 0 | 0.0000
673846 | A-1304-2BHK Internal Flat Wiring. | No. | 1.0000 | 1.0000 | 12475 | PVC Copper Wire 4 Sqmm black | Mtrs | 115.8500 | 21.1200 | 158.001.001.005.004.003.001.012.004.005. | 0.0000 | Material | 0 | 0.0000
673846 | A-1304-2BHK Internal Flat Wiring. | No. | 1.0000 | 1.0000 | 13068 | PVC Copper Wire 4 Sqmm blue | Mtrs | 77.5000 | 10.0000 | 158.001.001.005.004.003.001.012.004.005. | 0.0000 | Material | 0 | 0.0000
673846 | A-1304-2BHK Internal Flat Wiring. | No. | 1.0000 | 1.0000 | 12474 | PVC Copper Wire 4 Sqmm red | Mtrs | 0.0000 | 21.1200 | 158.001.001.005.004.003.001.012.004.005. | 0.0000 | Material | 0 | 0.0000
673846 | A-1304-2BHK Internal Flat Wiring. | No. | 1.0000 | 1.0000 | 13067 | PVC Copper Wire 4 Sqmm yellow | Mtrs | 81.9250 | 10.0000 | 158.001.001.005.004.003.001.012.004.005. | 0.0000 | Material | 0 | 0.0000
673846 | A-1304-2BHK Internal Flat Wiring. | No. | 1.0000 | 1.0000 | 1010 | RG-6 Co-Axial Cable | Mtrs | 0.0000 | 14.3900 | 158.001.001.005.004.003.001.012.004.005. | 0.0000 | Material | 0 | 0.0000
570135 | A-1305-2BHK Internal Electrical work | No. | 1.0000 | 1.0000 | 26454 | 12 Module GI Concealed Box | No. | 2.0000 | 255.0000 | 158.001.001.005.004.003.001.012.005.001. | 255.0000 | Material | 0 | 0.0000
570135 | A-1305-2BHK Internal Electrical work | No. | 1.0000 | 1.0000 | 5245 | 12M Plate (575770) | No. | 2.0000 | 225.8600 | 158.001.001.005.004.003.001.012.005.001. | 0.0000 | Material | 0 | 0.0000
570135 | A-1305-2BHK Internal Electrical work | No. | 1.0000 | 1.0000 | 26448 | 2 Module GI Concealed Box | No. | 9.0000 | 75.0000 | 158.001.001.005.004.003.001.012.005.001. | 75.0000 | Material | 0 | 0.0000
570135 | A-1305-2BHK Internal Electrical work | No. | 1.0000 | 1.0000 | 5250 | 2M Plate (575710) | No. | 9.0000 | 60.4800 | 158.001.001.005.004.003.001.012.005.001. | 0.0000 | Material | 0 | 0.0000
570135 | A-1305-2BHK Internal Electrical work | No. | 1.0000 | 1.0000 | 26449 | 3 Module GI Concealed Box | No. | 11.0000 | 105.0000 | 158.001.001.005.004.003.001.012.005.001. | 105.0000 | Material | 0 | 0.0000
570135 | A-1305-2BHK Internal Electrical work | No. | 1.0000 | 1.0000 | 5249 | 3M Plate (575720) | No. | 11.0000 | 68.9800 | 158.001.001.005.004.003.001.012.005.001. | 0.0000 | Material | 0 | 0.0000
570135 | A-1305-2BHK Internal Electrical work | No. | 1.0000 | 1.0000 | 26450 | 4 Module GI Concealed Box | No. | 3.0000 | 130.0000 | 158.001.001.005.004.003.001.012.005.001. | 130.0000 | Material | 0 | 0.0000
570135 | A-1305-2BHK Internal Electrical work | No. | 1.0000 | 1.0000 | 5248 | 4M Plate (575730) | No. | 3.0000 | 72.7600 | 158.001.001.005.004.003.001.012.005.001. | 0.0000 | Material | 0 | 0.0000
570135 | A-1305-2BHK Internal Electrical work | No. | 1.0000 | 1.0000 | 26451 | 6 Module GI Concealed Box | No. | 7.0000 | 160.0000 | 158.001.001.005.004.003.001.012.005.001. | 160.0000 | Material | 0 | 0.0000
570135 | A-1305-2BHK Internal Electrical work | No. | 1.0000 | 1.0000 | 5247 | 6M Plate (575740) | No. | 7.0000 | 131.3500 | 158.001.001.005.004.003.001.012.005.001. | 0.0000 | Material | 0 | 0.0000
570135 | A-1305-2BHK Internal Electrical work | No. | 1.0000 | 1.0000 | 26452 | 8 Module GI Concealed Box | No. | 4.0000 | 215.0000 | 158.001.001.005.004.003.001.012.005.001. | 215.0000 | Material | 0 | 0.0000
570135 | A-1305-2BHK Internal Electrical work | No. | 1.0000 | 1.0000 | 5246 | 8M Hzl Plate (575750) | No. | 4.0000 | 144.5800 | 158.001.001.005.004.003.001.012.005.001. | 0.0000 | Material | 0 | 0.0000
570144 | A-1305-2BHK Wall Conduting Material 2BHK | No. | 1.0000 | 1.0000 | 8482 | Flexible Pipe 3/4" | Mtrs | 3.0000 | 5.2500 | 158.001.001.005.004.003.001.012.005.002. | 0.0000 | Material | 0 | 0.0000
570144 | A-1305-2BHK Wall Conduting Material 2BHK | No. | 1.0000 | 1.0000 | 501 | Nails 3" | Kgs | 0.5000 | 63.0000 | 158.001.001.005.004.003.001.012.005.002. | 0.0000 | Material | 0 | 0.0000
570144 | A-1305-2BHK Wall Conduting Material 2BHK | No. | 1.0000 | 1.0000 | 3246 | PVC 1 way Junction Box 1" | No. | 4.0000 | 18.2000 | 158.001.001.005.004.003.001.012.005.002. | 0.0000 | Material | 0 | 0.0000
570144 | A-1305-2BHK Wall Conduting Material 2BHK | No. | 1.0000 | 1.0000 | 838 | PVC Conduit Bend 1" | No. | 13.0000 | 6.3500 | 158.001.001.005.004.003.001.012.005.002. | 6.3500 | Material | 0 | 0.0000
570144 | A-1305-2BHK Wall Conduting Material 2BHK | No. | 1.0000 | 1.0000 | 837 | PVC Conduit Pipe 1" mtrs | Mtrs | 90.0000 | 18.6000 | 158.001.001.005.004.003.001.012.005.002. | 18.6000 | Material | 0 | 0.0000
604527 | A-1305-2BHK Internal Flat DB Work | No. | 1.0000 | 1.0000 | 28289 | 10A Single Pole MCB (IH31P0C010) | No. | 4.0000 | 100.0000 | 158.001.001.005.004.003.001.012.005.003. | 100.0000 | Material | 0 | 0.0000
604527 | A-1305-2BHK Internal Flat DB Work | No. | 1.0000 | 1.0000 | 28297 | 20A Single Pole MCB (IH31P0C020) | No. | 8.0000 | 300.0000 | 158.001.001.005.004.003.001.012.005.003. | 300.0000 | Material | 0 | 0.0000
604527 | A-1305-2BHK Internal Flat DB Work | No. | 1.0000 | 1.0000 | 28776 | 4 Way TPN DB with tel. compartment IHETPNYV004 | No. | 1.0000 | 118.0000 | 158.001.001.005.004.003.001.012.005.003. | 100.0000 | Material | 45 | 18.0000 | C+S GST 18% I/P RD
604527 | A-1305-2BHK Internal Flat DB Work | No. | 1.0000 | 1.0000 | 28545 | 40 AMP RCCB 4 Pole 30ma IH3R440030 | No. | 1.0000 | 118.0000 | 158.001.001.005.004.003.001.012.005.003. | 100.0000 | Material | 45 | 18.0000 | C+S GST 18% I/P RD
610575 | A-1305-2BHK Int. Flat Switch Socket Material | No. | 1.0000 | 1.0000 | 5238 | 16A 1way switch w indi.(572063 | No. | 8.0000 | 127.5800 | 158.001.001.005.004.003.001.012.005.004. | 0.0000 | Material | 0 | 0.0000
610575 | A-1305-2BHK Int. Flat Switch Socket Material | No. | 1.0000 | 1.0000 | 8655 | 16A socket (573471) | No. | 10.0000 | 254.0000 | 158.001.001.005.004.003.001.012.005.004. | 254.0000 | Material | 0 | 0.0000
610575 | A-1305-2BHK Int. Flat Switch Socket Material | No. | 1.0000 | 1.0000 | 793 | 6 A Bell Push (573413) | No. | 1.0000 | 22.0500 | 158.001.001.005.004.003.001.012.005.004. | 0.0000 | Material | 0 | 0.0000
610575 | A-1305-2BHK Int. Flat Switch Socket Material | No. | 1.0000 | 1.0000 | 7294 | 6A 2 Way Switch (573402) | No. | 4.0000 | 130.0000 | 158.001.001.005.004.003.001.012.005.004. | 0.0000 | Material | 0 | 0.0000
610575 | A-1305-2BHK Int. Flat Switch Socket Material | No. | 1.0000 | 1.0000 | 28162 | 6A 3Pin Socket (573424) | No. | 25.0000 | 290.0000 | 158.001.001.005.004.003.001.012.005.004. | 290.0000 | Material | 0 | 0.0000
610575 | A-1305-2BHK Int. Flat Switch Socket Material | No. | 1.0000 | 1.0000 | 5240 | 6A One way Switch (573400) | No. | 51.0000 | 72.7600 | 158.001.001.005.004.003.001.012.005.004. | 0.0000 | Material | 0 | 0.0000
610575 | A-1305-2BHK Int. Flat Switch Socket Material | No. | 1.0000 | 1.0000 | 2556 | Angle Holder | No. | 5.0000 | 28.0000 | 158.001.001.005.004.003.001.012.005.004. | 0.0000 | Material | 0 | 0.0000
610575 | A-1305-2BHK Int. Flat Switch Socket Material | No. | 1.0000 | 1.0000 | 5244 | Blank Plate 1m (573449) | No. | 9.0000 | 19.8400 | 158.001.001.005.004.003.001.012.005.004. | 0.0000 | Material | 0 | 0.0000
610575 | A-1305-2BHK Int. Flat Switch Socket Material | No. | 1.0000 | 1.0000 | 1714 | Connector | No. | 4.0000 | 9.0000 | 158.001.001.005.004.003.001.012.005.004. | 0.0000 | Material | 0 | 0.0000
610575 | A-1305-2BHK Int. Flat Switch Socket Material | No. | 1.0000 | 1.0000 | 6758 | Fan Step Reg (573469) | No. | 6.0000 | 432.3400 | 158.001.001.005.004.003.001.012.005.004. | 0.0000 | Material | 0 | 0.0000
610575 | A-1305-2BHK Int. Flat Switch Socket Material | No. | 1.0000 | 1.0000 | 3287 | Round Plate 4" - No. | No. | 38.0000 | 9.0000 | 158.001.001.005.004.003.001.012.005.004. | 0.0000 | Material | 0 | 0.0000
610575 | A-1305-2BHK Int. Flat Switch Socket Material | No. | 1.0000 | 1.0000 | 9555 | Round Plate 6" | No. | 6.0000 | 6.0000 | 158.001.001.005.004.003.001.012.005.004. | 0.0000 | Material | 0 | 0.0000
610575 | A-1305-2BHK Int. Flat Switch Socket Material | No. | 1.0000 | 1.0000 | 6757 | T.V. Socket (573425) | No. | 3.0000 | 83.1600 | 158.001.001.005.004.003.001.012.005.004. | 0.0000 | Material | 0 | 0.0000
610575 | A-1305-2BHK Int. Flat Switch Socket Material | No. | 1.0000 | 1.0000 | 5242 | Tel. Socket 1mod (573426) | No. | 1.0000 | 79.3800 | 158.001.001.005.004.003.001.012.005.004. | 0.0000 | Material | 0 | 0.0000
673847 | A-1305-2BHK Internal Flat Wiring. | No. | 1.0000 | 1.0000 | 23458 | 2 Pair telephone cable | Mtrs | 0.0000 | 50.0000 | 158.001.001.005.004.003.001.012.005.005. | 50.0000 | Material | 0 | 0.0000
673847 | A-1305-2BHK Internal Flat Wiring. | No. | 1.0000 | 1.0000 | 12468 | PVC Copper Wire 1.5 Sqmm black | Mtrs | 123.7750 | 8.8600 | 158.001.001.005.004.003.001.012.005.005. | 8.8600 | Material | 0 | 0.0000
673847 | A-1305-2BHK Internal Flat Wiring. | No. | 1.0000 | 1.0000 | 12530 | PVC Copper Wire 1.5 Sqmm blue | Mtrs | 105.7500 | 8.8600 | 158.001.001.005.004.003.001.012.005.005. | 8.8600 | Material | 0 | 0.0000
673847 | A-1305-2BHK Internal Flat Wiring. | No. | 1.0000 | 1.0000 | 12469 | PVC Copper Wire 1.5 Sqmm green | Mtrs | 78.9800 | 8.8700 | 158.001.001.005.004.003.001.012.005.005. | 0.0000 | Material | 0 | 0.0000
673847 | A-1305-2BHK Internal Flat Wiring. | No. | 1.0000 | 1.0000 | 26439 | PVC Copper Wire 1.5 Sqmm Grey | Mtrs | 0.0000 | 100.0000 | 158.001.001.005.004.003.001.012.005.005. | 100.0000 | Material | 0 | 0.0000
673847 | A-1305-2BHK Internal Flat Wiring. | No. | 1.0000 | 1.0000 | 12466 | PVC Copper Wire 1.5 Sqmm red | Mtrs | 35.5000 | 8.8700 | 158.001.001.005.004.003.001.012.005.005. | 8.8700 | Material | 0 | 0.0000
673847 | A-1305-2BHK Internal Flat Wiring. | No. | 1.0000 | 1.0000 | 12529 | PVC Copper Wire 1.5 Sqmm yellow | Mtrs | 151.3250 | 10.0000 | 158.001.001.005.004.003.001.012.005.005. | 10.0000 | Material | 0 | 0.0000
673847 | A-1305-2BHK Internal Flat Wiring. | No. | 1.0000 | 1.0000 | 12471 | PVC Copper Wire 2.5 Sqmm black | Mtrs | 110.7250 | 14.2800 | 158.001.001.005.004.003.001.012.005.005. | 14.2800 | Material | 0 | 0.0000
673847 | A-1305-2BHK Internal Flat Wiring. | No. | 1.0000 | 1.0000 | 12527 | PVC Copper Wire 2.5 Sqmm blue | Mtrs | 0 | 14.2800 | 158.001.001.005.004.003.001.012.005.005. | 0.0000 | Material | 0 | 0.0000
673847 | A-1305-2BHK Internal Flat Wiring. | No. | 1.0000 | 1.0000 | 12472 | PVC Copper Wire 2.5 Sqmm green | Mtrs | 65.9800 | 14.2800 | 158.001.001.005.004.003.001.012.005.005. | 0.0000 | Material | 0 | 0.0000
673847 | A-1305-2BHK Internal Flat Wiring. | No. | 1.0000 | 1.0000 | 12470 | PVC Copper Wire 2.5 Sqmm red | Mtrs | 75.2500 | 14.2800 | 158.001.001.005.004.003.001.012.005.005. | 0.0000 | Material | 0 | 0.0000
673847 | A-1305-2BHK Internal Flat Wiring. | No. | 1.0000 | 1.0000 | 12528 | PVC Copper Wire 2.5 Sqmm yellow | Mtrs | 0.0000 | 14.2800 | 158.001.001.005.004.003.001.012.005.005. | 14.2800 | Material | 0 | 0.0000
673847 | A-1305-2BHK Internal Flat Wiring. | No. | 1.0000 | 1.0000 | 12475 | PVC Copper Wire 4 Sqmm black | Mtrs | 115.8500 | 21.1200 | 158.001.001.005.004.003.001.012.005.005. | 0.0000 | Material | 0 | 0.0000
673847 | A-1305-2BHK Internal Flat Wiring. | No. | 1.0000 | 1.0000 | 13068 | PVC Copper Wire 4 Sqmm blue | Mtrs | 77.5000 | 10.0000 | 158.001.001.005.004.003.001.012.005.005. | 0.0000 | Material | 0 | 0.0000
673847 | A-1305-2BHK Internal Flat Wiring. | No. | 1.0000 | 1.0000 | 12474 | PVC Copper Wire 4 Sqmm red | Mtrs | 0.0000 | 21.1200 | 158.001.001.005.004.003.001.012.005.005. | 0.0000 | Material | 0 | 0.0000
673847 | A-1305-2BHK Internal Flat Wiring. | No. | 1.0000 | 1.0000 | 13067 | PVC Copper Wire 4 Sqmm yellow | Mtrs | 81.9250 | 10.0000 | 158.001.001.005.004.003.001.012.005.005. | 0.0000 | Material | 0 | 0.0000
673847 | A-1305-2BHK Internal Flat Wiring. | No. | 1.0000 | 1.0000 | 1010 | RG-6 Co-Axial Cable | Mtrs | 0.0000 | 14.3900 | 158.001.001.005.004.003.001.012.005.005. | 0.0000 | Material | 0 | 0.0000
570136 | A-1306-2BHK Internal Electrical work | No. | 1.0000 | 1.0000 | 26454 | 12 Module GI Concealed Box | No. | 2.0000 | 255.0000 | 158.001.001.005.004.003.001.012.006.001. | 255.0000 | Material | 0 | 0.0000
570136 | A-1306-2BHK Internal Electrical work | No. | 1.0000 | 1.0000 | 5245 | 12M Plate (575770) | No. | 2.0000 | 225.8600 | 158.001.001.005.004.003.001.012.006.001. | 0.0000 | Material | 0 | 0.0000
570136 | A-1306-2BHK Internal Electrical work | No. | 1.0000 | 1.0000 | 26448 | 2 Module GI Concealed Box | No. | 9.0000 | 75.0000 | 158.001.001.005.004.003.001.012.006.001. | 75.0000 | Material | 0 | 0.0000
570136 | A-1306-2BHK Internal Electrical work | No. | 1.0000 | 1.0000 | 5250 | 2M Plate (575710) | No. | 9.0000 | 60.4800 | 158.001.001.005.004.003.001.012.006.001. | 0.0000 | Material | 0 | 0.0000
570136 | A-1306-2BHK Internal Electrical work | No. | 1.0000 | 1.0000 | 26449 | 3 Module GI Concealed Box | No. | 11.0000 | 105.0000 | 158.001.001.005.004.003.001.012.006.001. | 105.0000 | Material | 0 | 0.0000
570136 | A-1306-2BHK Internal Electrical work | No. | 1.0000 | 1.0000 | 5249 | 3M Plate (575720) | No. | 11.0000 | 68.9800 | 158.001.001.005.004.003.001.012.006.001. | 0.0000 | Material | 0 | 0.0000
570136 | A-1306-2BHK Internal Electrical work | No. | 1.0000 | 1.0000 | 26450 | 4 Module GI Concealed Box | No. | 3.0000 | 130.0000 | 158.001.001.005.004.003.001.012.006.001. | 130.0000 | Material | 0 | 0.0000
570136 | A-1306-2BHK Internal Electrical work | No. | 1.0000 | 1.0000 | 5248 | 4M Plate (575730) | No. | 3.0000 | 72.7600 | 158.001.001.005.004.003.001.012.006.001. | 0.0000 | Material | 0 | 0.0000
570136 | A-1306-2BHK Internal Electrical work | No. | 1.0000 | 1.0000 | 26451 | 6 Module GI Concealed Box | No. | 7.0000 | 160.0000 | 158.001.001.005.004.003.001.012.006.001. | 160.0000 | Material | 0 | 0.0000
570136 | A-1306-2BHK Internal Electrical work | No. | 1.0000 | 1.0000 | 5247 | 6M Plate (575740) | No. | 7.0000 | 131.3500 | 158.001.001.005.004.003.001.012.006.001. | 0.0000 | Material | 0 | 0.0000
570136 | A-1306-2BHK Internal Electrical work | No. | 1.0000 | 1.0000 | 26452 | 8 Module GI Concealed Box | No. | 4.0000 | 215.0000 | 158.001.001.005.004.003.001.012.006.001. | 215.0000 | Material | 0 | 0.0000
570136 | A-1306-2BHK Internal Electrical work | No. | 1.0000 | 1.0000 | 5246 | 8M Hzl Plate (575750) | No. | 4.0000 | 144.5800 | 158.001.001.005.004.003.001.012.006.001. | 0.0000 | Material | 0 | 0.0000
570145 | A-1306-2BHK Wall Conduting Material 2BHK | No. | 1.0000 | 1.0000 | 8482 | Flexible Pipe 3/4" | Mtrs | 3.0000 | 5.2500 | 158.001.001.005.004.003.001.012.006.002. | 0.0000 | Material | 0 | 0.0000
570145 | A-1306-2BHK Wall Conduting Material 2BHK | No. | 1.0000 | 1.0000 | 501 | Nails 3" | Kgs | 0.5000 | 63.0000 | 158.001.001.005.004.003.001.012.006.002. | 0.0000 | Material | 0 | 0.0000
570145 | A-1306-2BHK Wall Conduting Material 2BHK | No. | 1.0000 | 1.0000 | 3246 | PVC 1 way Junction Box 1" | No. | 4.0000 | 18.2000 | 158.001.001.005.004.003.001.012.006.002. | 0.0000 | Material | 0 | 0.0000
570145 | A-1306-2BHK Wall Conduting Material 2BHK | No. | 1.0000 | 1.0000 | 838 | PVC Conduit Bend 1" | No. | 13.0000 | 6.3500 | 158.001.001.005.004.003.001.012.006.002. | 6.3500 | Material | 0 | 0.0000
570145 | A-1306-2BHK Wall Conduting Material 2BHK | No. | 1.0000 | 1.0000 | 837 | PVC Conduit Pipe 1" mtrs | Mtrs | 90.0000 | 18.6000 | 158.001.001.005.004.003.001.012.006.002. | 18.6000 | Material | 0 | 0.0000
604528 | A-1306-2BHK Internal Flat DB Work | No. | 1.0000 | 1.0000 | 28289 | 10A Single Pole MCB (IH31P0C010) | No. | 4.0000 | 100.0000 | 158.001.001.005.004.003.001.012.006.003. | 100.0000 | Material | 0 | 0.0000
604528 | A-1306-2BHK Internal Flat DB Work | No. | 1.0000 | 1.0000 | 28297 | 20A Single Pole MCB (IH31P0C020) | No. | 8.0000 | 300.0000 | 158.001.001.005.004.003.001.012.006.003. | 300.0000 | Material | 0 | 0.0000
604528 | A-1306-2BHK Internal Flat DB Work | No. | 1.0000 | 1.0000 | 28776 | 4 Way TPN DB with tel. compartment IHETPNYV004 | No. | 1.0000 | 118.0000 | 158.001.001.005.004.003.001.012.006.003. | 100.0000 | Material | 45 | 18.0000 | C+S GST 18% I/P RD
604528 | A-1306-2BHK Internal Flat DB Work | No. | 1.0000 | 1.0000 | 28545 | 40 AMP RCCB 4 Pole 30ma IH3R440030 | No. | 1.0000 | 118.0000 | 158.001.001.005.004.003.001.012.006.003. | 100.0000 | Material | 45 | 18.0000 | C+S GST 18% I/P RD
610576 | A-1306-2BHK Int. Flat Switch Socket Material | No. | 1.0000 | 1.0000 | 5238 | 16A 1way switch w indi.(572063 | No. | 8.0000 | 127.5800 | 158.001.001.005.004.003.001.012.006.004. | 0.0000 | Material | 0 | 0.0000
610576 | A-1306-2BHK Int. Flat Switch Socket Material | No. | 1.0000 | 1.0000 | 8655 | 16A socket (573471) | No. | 10.0000 | 254.0000 | 158.001.001.005.004.003.001.012.006.004. | 254.0000 | Material | 0 | 0.0000
610576 | A-1306-2BHK Int. Flat Switch Socket Material | No. | 1.0000 | 1.0000 | 793 | 6 A Bell Push (573413) | No. | 1.0000 | 22.0500 | 158.001.001.005.004.003.001.012.006.004. | 0.0000 | Material | 0 | 0.0000
610576 | A-1306-2BHK Int. Flat Switch Socket Material | No. | 1.0000 | 1.0000 | 7294 | 6A 2 Way Switch (573402) | No. | 4.0000 | 130.0000 | 158.001.001.005.004.003.001.012.006.004. | 0.0000 | Material | 0 | 0.0000
610576 | A-1306-2BHK Int. Flat Switch Socket Material | No. | 1.0000 | 1.0000 | 28162 | 6A 3Pin Socket (573424) | No. | 25.0000 | 290.0000 | 158.001.001.005.004.003.001.012.006.004. | 290.0000 | Material | 0 | 0.0000
610576 | A-1306-2BHK Int. Flat Switch Socket Material | No. | 1.0000 | 1.0000 | 5240 | 6A One way Switch (573400) | No. | 51.0000 | 72.7600 | 158.001.001.005.004.003.001.012.006.004. | 0.0000 | Material | 0 | 0.0000
610576 | A-1306-2BHK Int. Flat Switch Socket Material | No. | 1.0000 | 1.0000 | 2556 | Angle Holder | No. | 5.0000 | 28.0000 | 158.001.001.005.004.003.001.012.006.004. | 0.0000 | Material | 0 | 0.0000
610576 | A-1306-2BHK Int. Flat Switch Socket Material | No. | 1.0000 | 1.0000 | 5244 | Blank Plate 1m (573449) | No. | 9.0000 | 19.8400 | 158.001.001.005.004.003.001.012.006.004. | 0.0000 | Material | 0 | 0.0000
610576 | A-1306-2BHK Int. Flat Switch Socket Material | No. | 1.0000 | 1.0000 | 1714 | Connector | No. | 4.0000 | 9.0000 | 158.001.001.005.004.003.001.012.006.004. | 0.0000 | Material | 0 | 0.0000
610576 | A-1306-2BHK Int. Flat Switch Socket Material | No. | 1.0000 | 1.0000 | 6758 | Fan Step Reg (573469) | No. | 6.0000 | 432.3400 | 158.001.001.005.004.003.001.012.006.004. | 0.0000 | Material | 0 | 0.0000
610576 | A-1306-2BHK Int. Flat Switch Socket Material | No. | 1.0000 | 1.0000 | 3287 | Round Plate 4" - No. | No. | 38.0000 | 9.0000 | 158.001.001.005.004.003.001.012.006.004. | 0.0000 | Material | 0 | 0.0000
610576 | A-1306-2BHK Int. Flat Switch Socket Material | No. | 1.0000 | 1.0000 | 9555 | Round Plate 6" | No. | 6.0000 | 6.0000 | 158.001.001.005.004.003.001.012.006.004. | 0.0000 | Material | 0 | 0.0000
610576 | A-1306-2BHK Int. Flat Switch Socket Material | No. | 1.0000 | 1.0000 | 6757 | T.V. Socket (573425) | No. | 3.0000 | 83.1600 | 158.001.001.005.004.003.001.012.006.004. | 0.0000 | Material | 0 | 0.0000
610576 | A-1306-2BHK Int. Flat Switch Socket Material | No. | 1.0000 | 1.0000 | 5242 | Tel. Socket 1mod (573426) | No. | 1.0000 | 79.3800 | 158.001.001.005.004.003.001.012.006.004. | 0.0000 | Material | 0 | 0.0000
673848 | A-1306-2BHK Internal Flat Wiring. | No. | 1.0000 | 1.0000 | 23458 | 2 Pair telephone cable | Mtrs | 0.0000 | 50.0000 | 158.001.001.005.004.003.001.012.006.005. | 50.0000 | Material | 0 | 0.0000
673848 | A-1306-2BHK Internal Flat Wiring. | No. | 1.0000 | 1.0000 | 12468 | PVC Copper Wire 1.5 Sqmm black | Mtrs | 123.7750 | 8.8600 | 158.001.001.005.004.003.001.012.006.005. | 8.8600 | Material | 0 | 0.0000
673848 | A-1306-2BHK Internal Flat Wiring. | No. | 1.0000 | 1.0000 | 12530 | PVC Copper Wire 1.5 Sqmm blue | Mtrs | 105.7500 | 8.8600 | 158.001.001.005.004.003.001.012.006.005. | 8.8600 | Material | 0 | 0.0000
673848 | A-1306-2BHK Internal Flat Wiring. | No. | 1.0000 | 1.0000 | 12469 | PVC Copper Wire 1.5 Sqmm green | Mtrs | 78.9800 | 8.8700 | 158.001.001.005.004.003.001.012.006.005. | 0.0000 | Material | 0 | 0.0000
673848 | A-1306-2BHK Internal Flat Wiring. | No. | 1.0000 | 1.0000 | 26439 | PVC Copper Wire 1.5 Sqmm Grey | Mtrs | 0.0000 | 100.0000 | 158.001.001.005.004.003.001.012.006.005. | 100.0000 | Material | 0 | 0.0000
673848 | A-1306-2BHK Internal Flat Wiring. | No. | 1.0000 | 1.0000 | 12466 | PVC Copper Wire 1.5 Sqmm red | Mtrs | 35.5000 | 8.8700 | 158.001.001.005.004.003.001.012.006.005. | 8.8700 | Material | 0 | 0.0000
673848 | A-1306-2BHK Internal Flat Wiring. | No. | 1.0000 | 1.0000 | 12529 | PVC Copper Wire 1.5 Sqmm yellow | Mtrs | 151.3250 | 10.0000 | 158.001.001.005.004.003.001.012.006.005. | 10.0000 | Material | 0 | 0.0000
673848 | A-1306-2BHK Internal Flat Wiring. | No. | 1.0000 | 1.0000 | 12471 | PVC Copper Wire 2.5 Sqmm black | Mtrs | 110.7250 | 14.2800 | 158.001.001.005.004.003.001.012.006.005. | 14.2800 | Material | 0 | 0.0000
673848 | A-1306-2BHK Internal Flat Wiring. | No. | 1.0000 | 1.0000 | 12527 | PVC Copper Wire 2.5 Sqmm blue | Mtrs | 0 | 14.2800 | 158.001.001.005.004.003.001.012.006.005. | 0.0000 | Material | 0 | 0.0000
673848 | A-1306-2BHK Internal Flat Wiring. | No. | 1.0000 | 1.0000 | 12472 | PVC Copper Wire 2.5 Sqmm green | Mtrs | 65.9800 | 14.2800 | 158.001.001.005.004.003.001.012.006.005. | 0.0000 | Material | 0 | 0.0000
673848 | A-1306-2BHK Internal Flat Wiring. | No. | 1.0000 | 1.0000 | 12470 | PVC Copper Wire 2.5 Sqmm red | Mtrs | 75.2500 | 14.2800 | 158.001.001.005.004.003.001.012.006.005. | 0.0000 | Material | 0 | 0.0000
673848 | A-1306-2BHK Internal Flat Wiring. | No. | 1.0000 | 1.0000 | 12528 | PVC Copper Wire 2.5 Sqmm yellow | Mtrs | 0.0000 | 14.2800 | 158.001.001.005.004.003.001.012.006.005. | 14.2800 | Material | 0 | 0.0000
673848 | A-1306-2BHK Internal Flat Wiring. | No. | 1.0000 | 1.0000 | 12475 | PVC Copper Wire 4 Sqmm black | Mtrs | 115.8500 | 21.1200 | 158.001.001.005.004.003.001.012.006.005. | 0.0000 | Material | 0 | 0.0000
673848 | A-1306-2BHK Internal Flat Wiring. | No. | 1.0000 | 1.0000 | 13068 | PVC Copper Wire 4 Sqmm blue | Mtrs | 77.5000 | 10.0000 | 158.001.001.005.004.003.001.012.006.005. | 0.0000 | Material | 0 | 0.0000
673848 | A-1306-2BHK Internal Flat Wiring. | No. | 1.0000 | 1.0000 | 12474 | PVC Copper Wire 4 Sqmm red | Mtrs | 0.0000 | 21.1200 | 158.001.001.005.004.003.001.012.006.005. | 0.0000 | Material | 0 | 0.0000
673848 | A-1306-2BHK Internal Flat Wiring. | No. | 1.0000 | 1.0000 | 13067 | PVC Copper Wire 4 Sqmm yellow | Mtrs | 81.9250 | 10.0000 | 158.001.001.005.004.003.001.012.006.005. | 0.0000 | Material | 0 | 0.0000
673848 | A-1306-2BHK Internal Flat Wiring. | No. | 1.0000 | 1.0000 | 1010 | RG-6 Co-Axial Cable | Mtrs | 0.0000 | 14.3900 | 158.001.001.005.004.003.001.012.006.005. | 0.0000 | Material | 0 | 0.0000
570137 | A-1307-1BHK Internal Electrical work | No. | 1.0000 | 1.0000 | 26454 | 12 Module GI Concealed Box | No. | 2.0000 | 255.0000 | 158.001.001.005.004.003.001.012.007.001. | 255.0000 | Material | 0 | 0.0000
570137 | A-1307-1BHK Internal Electrical work | No. | 1.0000 | 1.0000 | 5245 | 12M Plate (575770) | No. | 2.0000 | 225.8600 | 158.001.001.005.004.003.001.012.007.001. | 0.0000 | Material | 0 | 0.0000
570137 | A-1307-1BHK Internal Electrical work | No. | 1.0000 | 1.0000 | 26448 | 2 Module GI Concealed Box | No. | 9.0000 | 75.0000 | 158.001.001.005.004.003.001.012.007.001. | 75.0000 | Material | 0 | 0.0000
570137 | A-1307-1BHK Internal Electrical work | No. | 1.0000 | 1.0000 | 5250 | 2M Plate (575710) | No. | 9.0000 | 60.4800 | 158.001.001.005.004.003.001.012.007.001. | 0.0000 | Material | 0 | 0.0000
570137 | A-1307-1BHK Internal Electrical work | No. | 1.0000 | 1.0000 | 26449 | 3 Module GI Concealed Box | No. | 11.0000 | 105.0000 | 158.001.001.005.004.003.001.012.007.001. | 105.0000 | Material | 0 | 0.0000
570137 | A-1307-1BHK Internal Electrical work | No. | 1.0000 | 1.0000 | 5249 | 3M Plate (575720) | No. | 11.0000 | 68.9800 | 158.001.001.005.004.003.001.012.007.001. | 0.0000 | Material | 0 | 0.0000
570137 | A-1307-1BHK Internal Electrical work | No. | 1.0000 | 1.0000 | 26450 | 4 Module GI Concealed Box | No. | 3.0000 | 130.0000 | 158.001.001.005.004.003.001.012.007.001. | 130.0000 | Material | 0 | 0.0000
570137 | A-1307-1BHK Internal Electrical work | No. | 1.0000 | 1.0000 | 5248 | 4M Plate (575730) | No. | 3.0000 | 72.7600 | 158.001.001.005.004.003.001.012.007.001. | 0.0000 | Material | 0 | 0.0000
570137 | A-1307-1BHK Internal Electrical work | No. | 1.0000 | 1.0000 | 26451 | 6 Module GI Concealed Box | No. | 7.0000 | 160.0000 | 158.001.001.005.004.003.001.012.007.001. | 160.0000 | Material | 0 | 0.0000
570137 | A-1307-1BHK Internal Electrical work | No. | 1.0000 | 1.0000 | 5247 | 6M Plate (575740) | No. | 7.0000 | 131.3500 | 158.001.001.005.004.003.001.012.007.001. | 0.0000 | Material | 0 | 0.0000
570137 | A-1307-1BHK Internal Electrical work | No. | 1.0000 | 1.0000 | 26452 | 8 Module GI Concealed Box | No. | 4.0000 | 215.0000 | 158.001.001.005.004.003.001.012.007.001. | 215.0000 | Material | 0 | 0.0000
570137 | A-1307-1BHK Internal Electrical work | No. | 1.0000 | 1.0000 | 5246 | 8M Hzl Plate (575750) | No. | 4.0000 | 144.5800 | 158.001.001.005.004.003.001.012.007.001. | 0.0000 | Material | 0 | 0.0000
570146 | A-1307-1BHK Wall Conduting Material 2BHK | No. | 1.0000 | 1.0000 | 8482 | Flexible Pipe 3/4" | Mtrs | 3.0000 | 5.2500 | 158.001.001.005.004.003.001.012.007.002. | 0.0000 | Material | 0 | 0.0000
570146 | A-1307-1BHK Wall Conduting Material 2BHK | No. | 1.0000 | 1.0000 | 501 | Nails 3" | Kgs | 0.5000 | 63.0000 | 158.001.001.005.004.003.001.012.007.002. | 0.0000 | Material | 0 | 0.0000
570146 | A-1307-1BHK Wall Conduting Material 2BHK | No. | 1.0000 | 1.0000 | 3246 | PVC 1 way Junction Box 1" | No. | 4.0000 | 18.2000 | 158.001.001.005.004.003.001.012.007.002. | 0.0000 | Material | 0 | 0.0000
570146 | A-1307-1BHK Wall Conduting Material 2BHK | No. | 1.0000 | 1.0000 | 838 | PVC Conduit Bend 1" | No. | 13.0000 | 6.3500 | 158.001.001.005.004.003.001.012.007.002. | 6.3500 | Material | 0 | 0.0000
570146 | A-1307-1BHK Wall Conduting Material 2BHK | No. | 1.0000 | 1.0000 | 837 | PVC Conduit Pipe 1" mtrs | Mtrs | 90.0000 | 18.6000 | 158.001.001.005.004.003.001.012.007.002. | 18.6000 | Material | 0 | 0.0000
673849 | A-1307-1BHK Internal Flat Wiring. | No. | 1.0000 | 1.0000 | 23458 | 2 Pair telephone cable | Mtrs | 0.0000 | 50.0000 | 158.001.001.005.004.003.001.012.007.003. | 50.0000 | Material | 0 | 0.0000
673849 | A-1307-1BHK Internal Flat Wiring. | No. | 1.0000 | 1.0000 | 12468 | PVC Copper Wire 1.5 Sqmm black | Mtrs | 123.7750 | 8.8600 | 158.001.001.005.004.003.001.012.007.003. | 8.8600 | Material | 0 | 0.0000
673849 | A-1307-1BHK Internal Flat Wiring. | No. | 1.0000 | 1.0000 | 12530 | PVC Copper Wire 1.5 Sqmm blue | Mtrs | 105.7500 | 8.8600 | 158.001.001.005.004.003.001.012.007.003. | 8.8600 | Material | 0 | 0.0000
673849 | A-1307-1BHK Internal Flat Wiring. | No. | 1.0000 | 1.0000 | 12469 | PVC Copper Wire 1.5 Sqmm green | Mtrs | 78.9800 | 8.8700 | 158.001.001.005.004.003.001.012.007.003. | 0.0000 | Material | 0 | 0.0000
673849 | A-1307-1BHK Internal Flat Wiring. | No. | 1.0000 | 1.0000 | 26439 | PVC Copper Wire 1.5 Sqmm Grey | Mtrs | 0.0000 | 100.0000 | 158.001.001.005.004.003.001.012.007.003. | 100.0000 | Material | 0 | 0.0000
673849 | A-1307-1BHK Internal Flat Wiring. | No. | 1.0000 | 1.0000 | 12466 | PVC Copper Wire 1.5 Sqmm red | Mtrs | 35.5000 | 8.8700 | 158.001.001.005.004.003.001.012.007.003. | 8.8700 | Material | 0 | 0.0000
673849 | A-1307-1BHK Internal Flat Wiring. | No. | 1.0000 | 1.0000 | 12529 | PVC Copper Wire 1.5 Sqmm yellow | Mtrs | 151.3250 | 10.0000 | 158.001.001.005.004.003.001.012.007.003. | 10.0000 | Material | 0 | 0.0000
673849 | A-1307-1BHK Internal Flat Wiring. | No. | 1.0000 | 1.0000 | 12471 | PVC Copper Wire 2.5 Sqmm black | Mtrs | 110.7250 | 14.2800 | 158.001.001.005.004.003.001.012.007.003. | 14.2800 | Material | 0 | 0.0000
673849 | A-1307-1BHK Internal Flat Wiring. | No. | 1.0000 | 1.0000 | 12527 | PVC Copper Wire 2.5 Sqmm blue | Mtrs | 0 | 14.2800 | 158.001.001.005.004.003.001.012.007.003. | 0.0000 | Material | 0 | 0.0000
673849 | A-1307-1BHK Internal Flat Wiring. | No. | 1.0000 | 1.0000 | 12472 | PVC Copper Wire 2.5 Sqmm green | Mtrs | 65.9800 | 14.2800 | 158.001.001.005.004.003.001.012.007.003. | 0.0000 | Material | 0 | 0.0000
673849 | A-1307-1BHK Internal Flat Wiring. | No. | 1.0000 | 1.0000 | 12470 | PVC Copper Wire 2.5 Sqmm red | Mtrs | 75.2500 | 14.2800 | 158.001.001.005.004.003.001.012.007.003. | 0.0000 | Material | 0 | 0.0000
673849 | A-1307-1BHK Internal Flat Wiring. | No. | 1.0000 | 1.0000 | 12528 | PVC Copper Wire 2.5 Sqmm yellow | Mtrs | 0.0000 | 14.2800 | 158.001.001.005.004.003.001.012.007.003. | 14.2800 | Material | 0 | 0.0000
673849 | A-1307-1BHK Internal Flat Wiring. | No. | 1.0000 | 1.0000 | 12475 | PVC Copper Wire 4 Sqmm black | Mtrs | 115.8500 | 21.1200 | 158.001.001.005.004.003.001.012.007.003. | 0.0000 | Material | 0 | 0.0000
673849 | A-1307-1BHK Internal Flat Wiring. | No. | 1.0000 | 1.0000 | 13068 | PVC Copper Wire 4 Sqmm blue | Mtrs | 77.5000 | 10.0000 | 158.001.001.005.004.003.001.012.007.003. | 0.0000 | Material | 0 | 0.0000
673849 | A-1307-1BHK Internal Flat Wiring. | No. | 1.0000 | 1.0000 | 12474 | PVC Copper Wire 4 Sqmm red | Mtrs | 0.0000 | 21.1200 | 158.001.001.005.004.003.001.012.007.003. | 0.0000 | Material | 0 | 0.0000
673849 | A-1307-1BHK Internal Flat Wiring. | No. | 1.0000 | 1.0000 | 13067 | PVC Copper Wire 4 Sqmm yellow | Mtrs | 81.9250 | 10.0000 | 158.001.001.005.004.003.001.012.007.003. | 0.0000 | Material | 0 | 0.0000
673849 | A-1307-1BHK Internal Flat Wiring. | No. | 1.0000 | 1.0000 | 1010 | RG-6 Co-Axial Cable | Mtrs | 0.0000 | 14.3900 | 158.001.001.005.004.003.001.012.007.003. | 0.0000 | Material | 0 | 0.0000
570138 | A-1308-3BHK Internal Electrical work | No. | 1.0000 | 1.0000 | 26454 | 12 Module GI Concealed Box | No. | 2.0000 | 255.0000 | 158.001.001.005.004.003.001.012.008.001. | 255.0000 | Material | 0 | 0.0000
570138 | A-1308-3BHK Internal Electrical work | No. | 1.0000 | 1.0000 | 5245 | 12M Plate (575770) | No. | 2.0000 | 225.8600 | 158.001.001.005.004.003.001.012.008.001. | 0.0000 | Material | 0 | 0.0000
570138 | A-1308-3BHK Internal Electrical work | No. | 1.0000 | 1.0000 | 26448 | 2 Module GI Concealed Box | No. | 13.0000 | 75.0000 | 158.001.001.005.004.003.001.012.008.001. | 75.0000 | Material | 0 | 0.0000
570138 | A-1308-3BHK Internal Electrical work | No. | 1.0000 | 1.0000 | 5250 | 2M Plate (575710) | No. | 13.0000 | 60.4800 | 158.001.001.005.004.003.001.012.008.001. | 0.0000 | Material | 0 | 0.0000
570138 | A-1308-3BHK Internal Electrical work | No. | 1.0000 | 1.0000 | 26449 | 3 Module GI Concealed Box | No. | 11.0000 | 105.0000 | 158.001.001.005.004.003.001.012.008.001. | 105.0000 | Material | 0 | 0.0000
570138 | A-1308-3BHK Internal Electrical work | No. | 1.0000 | 1.0000 | 5249 | 3M Plate (575720) | No. | 11.0000 | 68.9800 | 158.001.001.005.004.003.001.012.008.001. | 0.0000 | Material | 0 | 0.0000
570138 | A-1308-3BHK Internal Electrical work | No. | 1.0000 | 1.0000 | 26450 | 4 Module GI Concealed Box | No. | 4.0000 | 130.0000 | 158.001.001.005.004.003.001.012.008.001. | 130.0000 | Material | 0 | 0.0000
570138 | A-1308-3BHK Internal Electrical work | No. | 1.0000 | 1.0000 | 5248 | 4M Plate (575730) | No. | 4.0000 | 72.7600 | 158.001.001.005.004.003.001.012.008.001. | 0.0000 | Material | 0 | 0.0000
570138 | A-1308-3BHK Internal Electrical work | No. | 1.0000 | 1.0000 | 26451 | 6 Module GI Concealed Box | No. | 9.0000 | 160.0000 | 158.001.001.005.004.003.001.012.008.001. | 160.0000 | Material | 0 | 0.0000
570138 | A-1308-3BHK Internal Electrical work | No. | 1.0000 | 1.0000 | 5247 | 6M Plate (575740) | No. | 9.0000 | 131.3500 | 158.001.001.005.004.003.001.012.008.001. | 0.0000 | Material | 0 | 0.0000
570138 | A-1308-3BHK Internal Electrical work | No. | 1.0000 | 1.0000 | 26452 | 8 Module GI Concealed Box | No. | 5.0000 | 215.0000 | 158.001.001.005.004.003.001.012.008.001. | 215.0000 | Material | 0 | 0.0000
570138 | A-1308-3BHK Internal Electrical work | No. | 1.0000 | 1.0000 | 5246 | 8M Hzl Plate (575750) | No. | 5.0000 | 144.5800 | 158.001.001.005.004.003.001.012.008.001. | 0.0000 | Material | 0 | 0.0000
570140 | A-1308-3BHK Wall Conduting Material | No. | 1.0000 | 1.0000 | 8482 | Flexible Pipe 3/4" | Mtrs | 3.0000 | 5.2500 | 158.001.001.005.004.003.001.012.008.002. | 0.0000 | Material | 0 | 0.0000
570140 | A-1308-3BHK Wall Conduting Material | No. | 1.0000 | 1.0000 | 501 | Nails 3" | Kgs | 0.5000 | 63.0000 | 158.001.001.005.004.003.001.012.008.002. | 0.0000 | Material | 0 | 0.0000
570140 | A-1308-3BHK Wall Conduting Material | No. | 1.0000 | 1.0000 | 3246 | PVC 1 way Junction Box 1" | No. | 6.0000 | 18.2000 | 158.001.001.005.004.003.001.012.008.002. | 0.0000 | Material | 0 | 0.0000
570140 | A-1308-3BHK Wall Conduting Material | No. | 1.0000 | 1.0000 | 838 | PVC Conduit Bend 1" | No. | 15.0000 | 6.3500 | 158.001.001.005.004.003.001.012.008.002. | 6.3500 | Material | 0 | 0.0000
570140 | A-1308-3BHK Wall Conduting Material | No. | 1.0000 | 1.0000 | 837 | PVC Conduit Pipe 1" mtrs | Mtrs | 105.0000 | 18.6000 | 158.001.001.005.004.003.001.012.008.002. | 18.6000 | Material | 0 | 0.0000
604529 | A-1308-3BHK Internal Flat DB Work | No. | 1.0000 | 1.0000 | 28289 | 10A Single Pole MCB (IH31P0C010) | No. | 3.0000 | 100.0000 | 158.001.001.005.004.003.001.012.008.003. | 100.0000 | Material | 0 | 0.0000
604529 | A-1308-3BHK Internal Flat DB Work | No. | 1.0000 | 1.0000 | 28297 | 20A Single Pole MCB (IH31P0C020) | No. | 9.0000 | 300.0000 | 158.001.001.005.004.003.001.012.008.003. | 300.0000 | Material | 0 | 0.0000
604529 | A-1308-3BHK Internal Flat DB Work | No. | 1.0000 | 1.0000 | 28545 | 40 AMP RCCB 4 Pole 30ma IH3R440030 | No. | 1.0000 | 118.0000 | 158.001.001.005.004.003.001.012.008.003. | 100.0000 | Material | 45 | 18.0000 | C+S GST 18% I/P RD
604529 | A-1308-3BHK Internal Flat DB Work | No. | 1.0000 | 1.0000 | 28777 | 6 Way TPN DB with tel. compartment IHETPNTV006 | No. | 1.0000 | 118.0000 | 158.001.001.005.004.003.001.012.008.003. | 100.0000 | Material | 45 | 18.0000 | C+S GST 18% I/P RD
606878 | A-1308-3BHK Int. Flat Switch Socket Material | No. | 1.0000 | 1.0000 | 5238 | 16A 1way switch w indi.(572063 | No. | 12.0000 | 127.5800 | 158.001.001.005.004.003.001.012.008.004. | 0.0000 | Material | 0 | 0.0000
606878 | A-1308-3BHK Int. Flat Switch Socket Material | No. | 1.0000 | 1.0000 | 8655 | 16A socket (573471) | No. | 12.0000 | 254.0000 | 158.001.001.005.004.003.001.012.008.004. | 254.0000 | Material | 0 | 0.0000
606878 | A-1308-3BHK Int. Flat Switch Socket Material | No. | 1.0000 | 1.0000 | 793 | 6 A Bell Push (573413) | No. | 1.0000 | 22.0500 | 158.001.001.005.004.003.001.012.008.004. | 0.0000 | Material | 0 | 0.0000
606878 | A-1308-3BHK Int. Flat Switch Socket Material | No. | 1.0000 | 1.0000 | 7294 | 6A 2 Way Switch (573402) | No. | 6.0000 | 130.0000 | 158.001.001.005.004.003.001.012.008.004. | 0.0000 | Material | 0 | 0.0000
606878 | A-1308-3BHK Int. Flat Switch Socket Material | No. | 1.0000 | 1.0000 | 28162 | 6A 3Pin Socket (573424) | No. | 30.0000 | 290.0000 | 158.001.001.005.004.003.001.012.008.004. | 290.0000 | Material | 0 | 0.0000
606878 | A-1308-3BHK Int. Flat Switch Socket Material | No. | 1.0000 | 1.0000 | 5240 | 6A One way Switch (573400) | No. | 61.0000 | 72.7600 | 158.001.001.005.004.003.001.012.008.004. | 0.0000 | Material | 0 | 0.0000
606878 | A-1308-3BHK Int. Flat Switch Socket Material | No. | 1.0000 | 1.0000 | 2556 | Angle Holder | No. | 6.0000 | 28.0000 | 158.001.001.005.004.003.001.012.008.004. | 0.0000 | Material | 0 | 0.0000
606878 | A-1308-3BHK Int. Flat Switch Socket Material | No. | 1.0000 | 1.0000 | 5244 | Blank Plate 1m (573449) | No. | 9.0000 | 19.8400 | 158.001.001.005.004.003.001.012.008.004. | 0.0000 | Material | 0 | 0.0000
606878 | A-1308-3BHK Int. Flat Switch Socket Material | No. | 1.0000 | 1.0000 | 1714 | Connector | No. | 5.0000 | 9.0000 | 158.001.001.005.004.003.001.012.008.004. | 0.0000 | Material | 0 | 0.0000
606878 | A-1308-3BHK Int. Flat Switch Socket Material | No. | 1.0000 | 1.0000 | 6758 | Fan Step Reg (573469) | No. | 7.0000 | 432.3400 | 158.001.001.005.004.003.001.012.008.004. | 0.0000 | Material | 0 | 0.0000
606878 | A-1308-3BHK Int. Flat Switch Socket Material | No. | 1.0000 | 1.0000 | 3287 | Round Plate 4" - No. | No. | 44.0000 | 9.0000 | 158.001.001.005.004.003.001.012.008.004. | 0.0000 | Material | 0 | 0.0000
606878 | A-1308-3BHK Int. Flat Switch Socket Material | No. | 1.0000 | 1.0000 | 9555 | Round Plate 6" | No. | 7.0000 | 6.0000 | 158.001.001.005.004.003.001.012.008.004. | 0.0000 | Material | 0 | 0.0000
606878 | A-1308-3BHK Int. Flat Switch Socket Material | No. | 1.0000 | 1.0000 | 6757 | T.V. Socket (573425) | No. | 4.0000 | 83.1600 | 158.001.001.005.004.003.001.012.008.004. | 0.0000 | Material | 0 | 0.0000
606878 | A-1308-3BHK Int. Flat Switch Socket Material | No. | 1.0000 | 1.0000 | 5242 | Tel. Socket 1mod (573426) | No. | 1.0000 | 79.3800 | 158.001.001.005.004.003.001.012.008.004. | 0.0000 | Material | 0 | 0.0000
673850 | A-1308-3BHK Internal Flat Wiring. | No. | 1.0000 | 1.0000 | 23458 | 2 Pair telephone cable | Mtrs | 0.0000 | 50.0000 | 158.001.001.005.004.003.001.012.008.005. | 50.0000 | Material | 0 | 0.0000
673850 | A-1308-3BHK Internal Flat Wiring. | No. | 1.0000 | 1.0000 | 12468 | PVC Copper Wire 1.5 Sqmm black | Mtrs | 123.7750 | 8.8600 | 158.001.001.005.004.003.001.012.008.005. | 8.8600 | Material | 0 | 0.0000
673850 | A-1308-3BHK Internal Flat Wiring. | No. | 1.0000 | 1.0000 | 12530 | PVC Copper Wire 1.5 Sqmm blue | Mtrs | 105.7500 | 8.8600 | 158.001.001.005.004.003.001.012.008.005. | 8.8600 | Material | 0 | 0.0000
673850 | A-1308-3BHK Internal Flat Wiring. | No. | 1.0000 | 1.0000 | 12469 | PVC Copper Wire 1.5 Sqmm green | Mtrs | 78.9800 | 8.8700 | 158.001.001.005.004.003.001.012.008.005. | 0.0000 | Material | 0 | 0.0000
673850 | A-1308-3BHK Internal Flat Wiring. | No. | 1.0000 | 1.0000 | 26439 | PVC Copper Wire 1.5 Sqmm Grey | Mtrs | 0.0000 | 100.0000 | 158.001.001.005.004.003.001.012.008.005. | 100.0000 | Material | 0 | 0.0000
673850 | A-1308-3BHK Internal Flat Wiring. | No. | 1.0000 | 1.0000 | 12466 | PVC Copper Wire 1.5 Sqmm red | Mtrs | 35.5000 | 8.8700 | 158.001.001.005.004.003.001.012.008.005. | 8.8700 | Material | 0 | 0.0000
673850 | A-1308-3BHK Internal Flat Wiring. | No. | 1.0000 | 1.0000 | 12529 | PVC Copper Wire 1.5 Sqmm yellow | Mtrs | 151.3250 | 10.0000 | 158.001.001.005.004.003.001.012.008.005. | 10.0000 | Material | 0 | 0.0000
673850 | A-1308-3BHK Internal Flat Wiring. | No. | 1.0000 | 1.0000 | 12471 | PVC Copper Wire 2.5 Sqmm black | Mtrs | 110.7250 | 14.2800 | 158.001.001.005.004.003.001.012.008.005. | 14.2800 | Material | 0 | 0.0000
673850 | A-1308-3BHK Internal Flat Wiring. | No. | 1.0000 | 1.0000 | 12527 | PVC Copper Wire 2.5 Sqmm blue | Mtrs | 0 | 14.2800 | 158.001.001.005.004.003.001.012.008.005. | 0.0000 | Material | 0 | 0.0000
673850 | A-1308-3BHK Internal Flat Wiring. | No. | 1.0000 | 1.0000 | 12472 | PVC Copper Wire 2.5 Sqmm green | Mtrs | 65.9800 | 14.2800 | 158.001.001.005.004.003.001.012.008.005. | 0.0000 | Material | 0 | 0.0000
673850 | A-1308-3BHK Internal Flat Wiring. | No. | 1.0000 | 1.0000 | 12470 | PVC Copper Wire 2.5 Sqmm red | Mtrs | 75.2500 | 14.2800 | 158.001.001.005.004.003.001.012.008.005. | 0.0000 | Material | 0 | 0.0000
673850 | A-1308-3BHK Internal Flat Wiring. | No. | 1.0000 | 1.0000 | 12528 | PVC Copper Wire 2.5 Sqmm yellow | Mtrs | 0.0000 | 14.2800 | 158.001.001.005.004.003.001.012.008.005. | 14.2800 | Material | 0 | 0.0000
673850 | A-1308-3BHK Internal Flat Wiring. | No. | 1.0000 | 1.0000 | 12475 | PVC Copper Wire 4 Sqmm black | Mtrs | 115.8500 | 21.1200 | 158.001.001.005.004.003.001.012.008.005. | 0.0000 | Material | 0 | 0.0000
673850 | A-1308-3BHK Internal Flat Wiring. | No. | 1.0000 | 1.0000 | 13068 | PVC Copper Wire 4 Sqmm blue | Mtrs | 77.5000 | 10.0000 | 158.001.001.005.004.003.001.012.008.005. | 0.0000 | Material | 0 | 0.0000
673850 | A-1308-3BHK Internal Flat Wiring. | No. | 1.0000 | 1.0000 | 12474 | PVC Copper Wire 4 Sqmm red | Mtrs | 0.0000 | 21.1200 | 158.001.001.005.004.003.001.012.008.005. | 0.0000 | Material | 0 | 0.0000
673850 | A-1308-3BHK Internal Flat Wiring. | No. | 1.0000 | 1.0000 | 13067 | PVC Copper Wire 4 Sqmm yellow | Mtrs | 81.9250 | 10.0000 | 158.001.001.005.004.003.001.012.008.005. | 0.0000 | Material | 0 | 0.0000
673850 | A-1308-3BHK Internal Flat Wiring. | No. | 1.0000 | 1.0000 | 1010 | RG-6 Co-Axial Cable | Mtrs | 0.0000 | 14.3900 | 158.001.001.005.004.003.001.012.008.005. | 0.0000 | Material | 0 | 0.0000
570156 | A-1401-3BHK Internal Electrical work | No. | 1.0000 | 1.0000 | 26454 | 12 Module GI Concealed Box | No. | 2.0000 | 255.0000 | 158.001.001.005.004.003.001.013.001.001. | 255.0000 | Material | 0 | 0.0000
570156 | A-1401-3BHK Internal Electrical work | No. | 1.0000 | 1.0000 | 5245 | 12M Plate (575770) | No. | 2.0000 | 225.8600 | 158.001.001.005.004.003.001.013.001.001. | 0.0000 | Material | 0 | 0.0000
570156 | A-1401-3BHK Internal Electrical work | No. | 1.0000 | 1.0000 | 26448 | 2 Module GI Concealed Box | No. | 13.0000 | 75.0000 | 158.001.001.005.004.003.001.013.001.001. | 75.0000 | Material | 0 | 0.0000
570156 | A-1401-3BHK Internal Electrical work | No. | 1.0000 | 1.0000 | 5250 | 2M Plate (575710) | No. | 13.0000 | 60.4800 | 158.001.001.005.004.003.001.013.001.001. | 0.0000 | Material | 0 | 0.0000
570156 | A-1401-3BHK Internal Electrical work | No. | 1.0000 | 1.0000 | 26449 | 3 Module GI Concealed Box | No. | 11.0000 | 105.0000 | 158.001.001.005.004.003.001.013.001.001. | 105.0000 | Material | 0 | 0.0000
570156 | A-1401-3BHK Internal Electrical work | No. | 1.0000 | 1.0000 | 5249 | 3M Plate (575720) | No. | 11.0000 | 68.9800 | 158.001.001.005.004.003.001.013.001.001. | 0.0000 | Material | 0 | 0.0000
570156 | A-1401-3BHK Internal Electrical work | No. | 1.0000 | 1.0000 | 26450 | 4 Module GI Concealed Box | No. | 4.0000 | 130.0000 | 158.001.001.005.004.003.001.013.001.001. | 130.0000 | Material | 0 | 0.0000
570156 | A-1401-3BHK Internal Electrical work | No. | 1.0000 | 1.0000 | 5248 | 4M Plate (575730) | No. | 4.0000 | 72.7600 | 158.001.001.005.004.003.001.013.001.001. | 0.0000 | Material | 0 | 0.0000
570156 | A-1401-3BHK Internal Electrical work | No. | 1.0000 | 1.0000 | 26451 | 6 Module GI Concealed Box | No. | 9.0000 | 160.0000 | 158.001.001.005.004.003.001.013.001.001. | 160.0000 | Material | 0 | 0.0000
570156 | A-1401-3BHK Internal Electrical work | No. | 1.0000 | 1.0000 | 5247 | 6M Plate (575740) | No. | 9.0000 | 131.3500 | 158.001.001.005.004.003.001.013.001.001. | 0.0000 | Material | 0 | 0.0000
570156 | A-1401-3BHK Internal Electrical work | No. | 1.0000 | 1.0000 | 26452 | 8 Module GI Concealed Box | No. | 5.0000 | 215.0000 | 158.001.001.005.004.003.001.013.001.001. | 215.0000 | Material | 0 | 0.0000
570156 | A-1401-3BHK Internal Electrical work | No. | 1.0000 | 1.0000 | 5246 | 8M Hzl Plate (575750) | No. | 5.0000 | 144.5800 | 158.001.001.005.004.003.001.013.001.001. | 0.0000 | Material | 0 | 0.0000
570164 | A-1401-3BHK Wall Conduting Material | No. | 1.0000 | 1.0000 | 8482 | Flexible Pipe 3/4" | Mtrs | 3.0000 | 5.2500 | 158.001.001.005.004.003.001.013.001.002. | 0.0000 | Material | 0 | 0.0000
570164 | A-1401-3BHK Wall Conduting Material | No. | 1.0000 | 1.0000 | 501 | Nails 3" | Kgs | 0.5000 | 63.0000 | 158.001.001.005.004.003.001.013.001.002. | 0.0000 | Material | 0 | 0.0000
570164 | A-1401-3BHK Wall Conduting Material | No. | 1.0000 | 1.0000 | 3246 | PVC 1 way Junction Box 1" | No. | 6.0000 | 18.2000 | 158.001.001.005.004.003.001.013.001.002. | 0.0000 | Material | 0 | 0.0000
570164 | A-1401-3BHK Wall Conduting Material | No. | 1.0000 | 1.0000 | 838 | PVC Conduit Bend 1" | No. | 15.0000 | 6.3500 | 158.001.001.005.004.003.001.013.001.002. | 6.3500 | Material | 0 | 0.0000
570164 | A-1401-3BHK Wall Conduting Material | No. | 1.0000 | 1.0000 | 837 | PVC Conduit Pipe 1" mtrs | Mtrs | 105.0000 | 18.6000 | 158.001.001.005.004.003.001.013.001.002. | 18.6000 | Material | 0 | 0.0000
604530 | A-1401-3BHK Internal Flat DB Work | No. | 1.0000 | 1.0000 | 28289 | 10A Single Pole MCB (IH31P0C010) | No. | 3.0000 | 100.0000 | 158.001.001.005.004.003.001.013.001.003. | 100.0000 | Material | 0 | 0.0000
604530 | A-1401-3BHK Internal Flat DB Work | No. | 1.0000 | 1.0000 | 28297 | 20A Single Pole MCB (IH31P0C020) | No. | 9.0000 | 300.0000 | 158.001.001.005.004.003.001.013.001.003. | 300.0000 | Material | 0 | 0.0000
604530 | A-1401-3BHK Internal Flat DB Work | No. | 1.0000 | 1.0000 | 28545 | 40 AMP RCCB 4 Pole 30ma IH3R440030 | No. | 1.0000 | 118.0000 | 158.001.001.005.004.003.001.013.001.003. | 100.0000 | Material | 45 | 18.0000 | C+S GST 18% I/P RD
604530 | A-1401-3BHK Internal Flat DB Work | No. | 1.0000 | 1.0000 | 28777 | 6 Way TPN DB with tel. compartment IHETPNTV006 | No. | 1.0000 | 118.0000 | 158.001.001.005.004.003.001.013.001.003. | 100.0000 | Material | 45 | 18.0000 | C+S GST 18% I/P RD
606879 | A-1401-3BHK Int. Flat Switch Socket Material | No. | 1.0000 | 1.0000 | 5238 | 16A 1way switch w indi.(572063 | No. | 12.0000 | 127.5800 | 158.001.001.005.004.003.001.013.001.004. | 0.0000 | Material | 0 | 0.0000
606879 | A-1401-3BHK Int. Flat Switch Socket Material | No. | 1.0000 | 1.0000 | 8655 | 16A socket (573471) | No. | 12.0000 | 254.0000 | 158.001.001.005.004.003.001.013.001.004. | 254.0000 | Material | 0 | 0.0000
606879 | A-1401-3BHK Int. Flat Switch Socket Material | No. | 1.0000 | 1.0000 | 793 | 6 A Bell Push (573413) | No. | 1.0000 | 22.0500 | 158.001.001.005.004.003.001.013.001.004. | 0.0000 | Material | 0 | 0.0000
606879 | A-1401-3BHK Int. Flat Switch Socket Material | No. | 1.0000 | 1.0000 | 7294 | 6A 2 Way Switch (573402) | No. | 6.0000 | 130.0000 | 158.001.001.005.004.003.001.013.001.004. | 0.0000 | Material | 0 | 0.0000
606879 | A-1401-3BHK Int. Flat Switch Socket Material | No. | 1.0000 | 1.0000 | 28162 | 6A 3Pin Socket (573424) | No. | 30.0000 | 290.0000 | 158.001.001.005.004.003.001.013.001.004. | 290.0000 | Material | 0 | 0.0000
606879 | A-1401-3BHK Int. Flat Switch Socket Material | No. | 1.0000 | 1.0000 | 5240 | 6A One way Switch (573400) | No. | 61.0000 | 72.7600 | 158.001.001.005.004.003.001.013.001.004. | 0.0000 | Material | 0 | 0.0000
606879 | A-1401-3BHK Int. Flat Switch Socket Material | No. | 1.0000 | 1.0000 | 2556 | Angle Holder | No. | 6.0000 | 28.0000 | 158.001.001.005.004.003.001.013.001.004. | 0.0000 | Material | 0 | 0.0000
606879 | A-1401-3BHK Int. Flat Switch Socket Material | No. | 1.0000 | 1.0000 | 5244 | Blank Plate 1m (573449) | No. | 9.0000 | 19.8400 | 158.001.001.005.004.003.001.013.001.004. | 0.0000 | Material | 0 | 0.0000
606879 | A-1401-3BHK Int. Flat Switch Socket Material | No. | 1.0000 | 1.0000 | 1714 | Connector | No. | 5.0000 | 9.0000 | 158.001.001.005.004.003.001.013.001.004. | 0.0000 | Material | 0 | 0.0000
606879 | A-1401-3BHK Int. Flat Switch Socket Material | No. | 1.0000 | 1.0000 | 6758 | Fan Step Reg (573469) | No. | 7.0000 | 432.3400 | 158.001.001.005.004.003.001.013.001.004. | 0.0000 | Material | 0 | 0.0000
606879 | A-1401-3BHK Int. Flat Switch Socket Material | No. | 1.0000 | 1.0000 | 3287 | Round Plate 4" - No. | No. | 44.0000 | 9.0000 | 158.001.001.005.004.003.001.013.001.004. | 0.0000 | Material | 0 | 0.0000
606879 | A-1401-3BHK Int. Flat Switch Socket Material | No. | 1.0000 | 1.0000 | 9555 | Round Plate 6" | No. | 7.0000 | 6.0000 | 158.001.001.005.004.003.001.013.001.004. | 0.0000 | Material | 0 | 0.0000
606879 | A-1401-3BHK Int. Flat Switch Socket Material | No. | 1.0000 | 1.0000 | 6757 | T.V. Socket (573425) | No. | 4.0000 | 83.1600 | 158.001.001.005.004.003.001.013.001.004. | 0.0000 | Material | 0 | 0.0000
606879 | A-1401-3BHK Int. Flat Switch Socket Material | No. | 1.0000 | 1.0000 | 5242 | Tel. Socket 1mod (573426) | No. | 1.0000 | 79.3800 | 158.001.001.005.004.003.001.013.001.004. | 0.0000 | Material | 0 | 0.0000
673851 | A-1401-3BHK Internal Flat Wiring. | No. | 1.0000 | 1.0000 | 23458 | 2 Pair telephone cable | Mtrs | 0.0000 | 50.0000 | 158.001.001.005.004.003.001.013.001.005. | 50.0000 | Material | 0 | 0.0000
673851 | A-1401-3BHK Internal Flat Wiring. | No. | 1.0000 | 1.0000 | 12468 | PVC Copper Wire 1.5 Sqmm black | Mtrs | 123.7750 | 8.8600 | 158.001.001.005.004.003.001.013.001.005. | 8.8600 | Material | 0 | 0.0000
673851 | A-1401-3BHK Internal Flat Wiring. | No. | 1.0000 | 1.0000 | 12530 | PVC Copper Wire 1.5 Sqmm blue | Mtrs | 105.7500 | 8.8600 | 158.001.001.005.004.003.001.013.001.005. | 8.8600 | Material | 0 | 0.0000
673851 | A-1401-3BHK Internal Flat Wiring. | No. | 1.0000 | 1.0000 | 12469 | PVC Copper Wire 1.5 Sqmm green | Mtrs | 78.9800 | 8.8700 | 158.001.001.005.004.003.001.013.001.005. | 0.0000 | Material | 0 | 0.0000
673851 | A-1401-3BHK Internal Flat Wiring. | No. | 1.0000 | 1.0000 | 26439 | PVC Copper Wire 1.5 Sqmm Grey | Mtrs | 0.0000 | 100.0000 | 158.001.001.005.004.003.001.013.001.005. | 100.0000 | Material | 0 | 0.0000
673851 | A-1401-3BHK Internal Flat Wiring. | No. | 1.0000 | 1.0000 | 12466 | PVC Copper Wire 1.5 Sqmm red | Mtrs | 35.5000 | 8.8700 | 158.001.001.005.004.003.001.013.001.005. | 8.8700 | Material | 0 | 0.0000
673851 | A-1401-3BHK Internal Flat Wiring. | No. | 1.0000 | 1.0000 | 12529 | PVC Copper Wire 1.5 Sqmm yellow | Mtrs | 151.3250 | 10.0000 | 158.001.001.005.004.003.001.013.001.005. | 10.0000 | Material | 0 | 0.0000
673851 | A-1401-3BHK Internal Flat Wiring. | No. | 1.0000 | 1.0000 | 12471 | PVC Copper Wire 2.5 Sqmm black | Mtrs | 110.7250 | 14.2800 | 158.001.001.005.004.003.001.013.001.005. | 14.2800 | Material | 0 | 0.0000
673851 | A-1401-3BHK Internal Flat Wiring. | No. | 1.0000 | 1.0000 | 12527 | PVC Copper Wire 2.5 Sqmm blue | Mtrs | 0 | 14.2800 | 158.001.001.005.004.003.001.013.001.005. | 0.0000 | Material | 0 | 0.0000
673851 | A-1401-3BHK Internal Flat Wiring. | No. | 1.0000 | 1.0000 | 12472 | PVC Copper Wire 2.5 Sqmm green | Mtrs | 65.9800 | 14.2800 | 158.001.001.005.004.003.001.013.001.005. | 0.0000 | Material | 0 | 0.0000
673851 | A-1401-3BHK Internal Flat Wiring. | No. | 1.0000 | 1.0000 | 12470 | PVC Copper Wire 2.5 Sqmm red | Mtrs | 75.2500 | 14.2800 | 158.001.001.005.004.003.001.013.001.005. | 0.0000 | Material | 0 | 0.0000
673851 | A-1401-3BHK Internal Flat Wiring. | No. | 1.0000 | 1.0000 | 12528 | PVC Copper Wire 2.5 Sqmm yellow | Mtrs | 0.0000 | 14.2800 | 158.001.001.005.004.003.001.013.001.005. | 14.2800 | Material | 0 | 0.0000
673851 | A-1401-3BHK Internal Flat Wiring. | No. | 1.0000 | 1.0000 | 12475 | PVC Copper Wire 4 Sqmm black | Mtrs | 115.8500 | 21.1200 | 158.001.001.005.004.003.001.013.001.005. | 0.0000 | Material | 0 | 0.0000
673851 | A-1401-3BHK Internal Flat Wiring. | No. | 1.0000 | 1.0000 | 13068 | PVC Copper Wire 4 Sqmm blue | Mtrs | 77.5000 | 10.0000 | 158.001.001.005.004.003.001.013.001.005. | 0.0000 | Material | 0 | 0.0000
673851 | A-1401-3BHK Internal Flat Wiring. | No. | 1.0000 | 1.0000 | 12474 | PVC Copper Wire 4 Sqmm red | Mtrs | 0.0000 | 21.1200 | 158.001.001.005.004.003.001.013.001.005. | 0.0000 | Material | 0 | 0.0000
673851 | A-1401-3BHK Internal Flat Wiring. | No. | 1.0000 | 1.0000 | 13067 | PVC Copper Wire 4 Sqmm yellow | Mtrs | 81.9250 | 10.0000 | 158.001.001.005.004.003.001.013.001.005. | 0.0000 | Material | 0 | 0.0000
673851 | A-1401-3BHK Internal Flat Wiring. | No. | 1.0000 | 1.0000 | 1010 | RG-6 Co-Axial Cable | Mtrs | 0.0000 | 14.3900 | 158.001.001.005.004.003.001.013.001.005. | 0.0000 | Material | 0 | 0.0000
570157 | A-1402-2BHK Internal Electrical work | No. | 1.0000 | 1.0000 | 26454 | 12 Module GI Concealed Box | No. | 2.0000 | 255.0000 | 158.001.001.005.004.003.001.013.002.001. | 255.0000 | Material | 0 | 0.0000
570157 | A-1402-2BHK Internal Electrical work | No. | 1.0000 | 1.0000 | 5245 | 12M Plate (575770) | No. | 2.0000 | 225.8600 | 158.001.001.005.004.003.001.013.002.001. | 0.0000 | Material | 0 | 0.0000
570157 | A-1402-2BHK Internal Electrical work | No. | 1.0000 | 1.0000 | 26448 | 2 Module GI Concealed Box | No. | 9.0000 | 75.0000 | 158.001.001.005.004.003.001.013.002.001. | 75.0000 | Material | 0 | 0.0000
570157 | A-1402-2BHK Internal Electrical work | No. | 1.0000 | 1.0000 | 5250 | 2M Plate (575710) | No. | 9.0000 | 60.4800 | 158.001.001.005.004.003.001.013.002.001. | 0.0000 | Material | 0 | 0.0000
570157 | A-1402-2BHK Internal Electrical work | No. | 1.0000 | 1.0000 | 26449 | 3 Module GI Concealed Box | No. | 11.0000 | 105.0000 | 158.001.001.005.004.003.001.013.002.001. | 105.0000 | Material | 0 | 0.0000
570157 | A-1402-2BHK Internal Electrical work | No. | 1.0000 | 1.0000 | 5249 | 3M Plate (575720) | No. | 11.0000 | 68.9800 | 158.001.001.005.004.003.001.013.002.001. | 0.0000 | Material | 0 | 0.0000
570157 | A-1402-2BHK Internal Electrical work | No. | 1.0000 | 1.0000 | 26450 | 4 Module GI Concealed Box | No. | 3.0000 | 130.0000 | 158.001.001.005.004.003.001.013.002.001. | 130.0000 | Material | 0 | 0.0000
570157 | A-1402-2BHK Internal Electrical work | No. | 1.0000 | 1.0000 | 5248 | 4M Plate (575730) | No. | 3.0000 | 72.7600 | 158.001.001.005.004.003.001.013.002.001. | 0.0000 | Material | 0 | 0.0000
570157 | A-1402-2BHK Internal Electrical work | No. | 1.0000 | 1.0000 | 26451 | 6 Module GI Concealed Box | No. | 7.0000 | 160.0000 | 158.001.001.005.004.003.001.013.002.001. | 160.0000 | Material | 0 | 0.0000
570157 | A-1402-2BHK Internal Electrical work | No. | 1.0000 | 1.0000 | 5247 | 6M Plate (575740) | No. | 7.0000 | 131.3500 | 158.001.001.005.004.003.001.013.002.001. | 0.0000 | Material | 0 | 0.0000
570157 | A-1402-2BHK Internal Electrical work | No. | 1.0000 | 1.0000 | 26452 | 8 Module GI Concealed Box | No. | 4.0000 | 215.0000 | 158.001.001.005.004.003.001.013.002.001. | 215.0000 | Material | 0 | 0.0000
570157 | A-1402-2BHK Internal Electrical work | No. | 1.0000 | 1.0000 | 5246 | 8M Hzl Plate (575750) | No. | 4.0000 | 144.5800 | 158.001.001.005.004.003.001.013.002.001. | 0.0000 | Material | 0 | 0.0000
570166 | A-1402-2BHK Wall Conduting Material 2BHK | No. | 1.0000 | 1.0000 | 8482 | Flexible Pipe 3/4" | Mtrs | 3.0000 | 5.2500 | 158.001.001.005.004.003.001.013.002.002. | 0.0000 | Material | 0 | 0.0000
570166 | A-1402-2BHK Wall Conduting Material 2BHK | No. | 1.0000 | 1.0000 | 501 | Nails 3" | Kgs | 0.5000 | 63.0000 | 158.001.001.005.004.003.001.013.002.002. | 0.0000 | Material | 0 | 0.0000
570166 | A-1402-2BHK Wall Conduting Material 2BHK | No. | 1.0000 | 1.0000 | 3246 | PVC 1 way Junction Box 1" | No. | 4.0000 | 18.2000 | 158.001.001.005.004.003.001.013.002.002. | 0.0000 | Material | 0 | 0.0000
570166 | A-1402-2BHK Wall Conduting Material 2BHK | No. | 1.0000 | 1.0000 | 838 | PVC Conduit Bend 1" | No. | 13.0000 | 6.3500 | 158.001.001.005.004.003.001.013.002.002. | 6.3500 | Material | 0 | 0.0000
570166 | A-1402-2BHK Wall Conduting Material 2BHK | No. | 1.0000 | 1.0000 | 837 | PVC Conduit Pipe 1" mtrs | Mtrs | 90.0000 | 18.6000 | 158.001.001.005.004.003.001.013.002.002. | 18.6000 | Material | 0 | 0.0000
604531 | A-1402-2BHK Internal Flat DB Work | No. | 1.0000 | 1.0000 | 28289 | 10A Single Pole MCB (IH31P0C010) | No. | 4.0000 | 100.0000 | 158.001.001.005.004.003.001.013.002.003. | 100.0000 | Material | 0 | 0.0000
604531 | A-1402-2BHK Internal Flat DB Work | No. | 1.0000 | 1.0000 | 28297 | 20A Single Pole MCB (IH31P0C020) | No. | 8.0000 | 300.0000 | 158.001.001.005.004.003.001.013.002.003. | 300.0000 | Material | 0 | 0.0000
604531 | A-1402-2BHK Internal Flat DB Work | No. | 1.0000 | 1.0000 | 28776 | 4 Way TPN DB with tel. compartment IHETPNYV004 | No. | 1.0000 | 118.0000 | 158.001.001.005.004.003.001.013.002.003. | 100.0000 | Material | 45 | 18.0000 | C+S GST 18% I/P RD
604531 | A-1402-2BHK Internal Flat DB Work | No. | 1.0000 | 1.0000 | 28545 | 40 AMP RCCB 4 Pole 30ma IH3R440030 | No. | 1.0000 | 118.0000 | 158.001.001.005.004.003.001.013.002.003. | 100.0000 | Material | 45 | 18.0000 | C+S GST 18% I/P RD
610577 | A-1402-2BHK Int. Flat Switch Socket Material | No. | 1.0000 | 1.0000 | 5238 | 16A 1way switch w indi.(572063 | No. | 8.0000 | 127.5800 | 158.001.001.005.004.003.001.013.002.004. | 0.0000 | Material | 0 | 0.0000
610577 | A-1402-2BHK Int. Flat Switch Socket Material | No. | 1.0000 | 1.0000 | 8655 | 16A socket (573471) | No. | 10.0000 | 254.0000 | 158.001.001.005.004.003.001.013.002.004. | 254.0000 | Material | 0 | 0.0000
610577 | A-1402-2BHK Int. Flat Switch Socket Material | No. | 1.0000 | 1.0000 | 793 | 6 A Bell Push (573413) | No. | 1.0000 | 22.0500 | 158.001.001.005.004.003.001.013.002.004. | 0.0000 | Material | 0 | 0.0000
610577 | A-1402-2BHK Int. Flat Switch Socket Material | No. | 1.0000 | 1.0000 | 7294 | 6A 2 Way Switch (573402) | No. | 4.0000 | 130.0000 | 158.001.001.005.004.003.001.013.002.004. | 0.0000 | Material | 0 | 0.0000
610577 | A-1402-2BHK Int. Flat Switch Socket Material | No. | 1.0000 | 1.0000 | 28162 | 6A 3Pin Socket (573424) | No. | 25.0000 | 290.0000 | 158.001.001.005.004.003.001.013.002.004. | 290.0000 | Material | 0 | 0.0000
610577 | A-1402-2BHK Int. Flat Switch Socket Material | No. | 1.0000 | 1.0000 | 5240 | 6A One way Switch (573400) | No. | 51.0000 | 72.7600 | 158.001.001.005.004.003.001.013.002.004. | 0.0000 | Material | 0 | 0.0000
610577 | A-1402-2BHK Int. Flat Switch Socket Material | No. | 1.0000 | 1.0000 | 2556 | Angle Holder | No. | 5.0000 | 28.0000 | 158.001.001.005.004.003.001.013.002.004. | 0.0000 | Material | 0 | 0.0000
610577 | A-1402-2BHK Int. Flat Switch Socket Material | No. | 1.0000 | 1.0000 | 5244 | Blank Plate 1m (573449) | No. | 9.0000 | 19.8400 | 158.001.001.005.004.003.001.013.002.004. | 0.0000 | Material | 0 | 0.0000
610577 | A-1402-2BHK Int. Flat Switch Socket Material | No. | 1.0000 | 1.0000 | 1714 | Connector | No. | 4.0000 | 9.0000 | 158.001.001.005.004.003.001.013.002.004. | 0.0000 | Material | 0 | 0.0000
610577 | A-1402-2BHK Int. Flat Switch Socket Material | No. | 1.0000 | 1.0000 | 6758 | Fan Step Reg (573469) | No. | 6.0000 | 432.3400 | 158.001.001.005.004.003.001.013.002.004. | 0.0000 | Material | 0 | 0.0000
610577 | A-1402-2BHK Int. Flat Switch Socket Material | No. | 1.0000 | 1.0000 | 3287 | Round Plate 4" - No. | No. | 38.0000 | 9.0000 | 158.001.001.005.004.003.001.013.002.004. | 0.0000 | Material | 0 | 0.0000
610577 | A-1402-2BHK Int. Flat Switch Socket Material | No. | 1.0000 | 1.0000 | 9555 | Round Plate 6" | No. | 6.0000 | 6.0000 | 158.001.001.005.004.003.001.013.002.004. | 0.0000 | Material | 0 | 0.0000
610577 | A-1402-2BHK Int. Flat Switch Socket Material | No. | 1.0000 | 1.0000 | 6757 | T.V. Socket (573425) | No. | 3.0000 | 83.1600 | 158.001.001.005.004.003.001.013.002.004. | 0.0000 | Material | 0 | 0.0000
610577 | A-1402-2BHK Int. Flat Switch Socket Material | No. | 1.0000 | 1.0000 | 5242 | Tel. Socket 1mod (573426) | No. | 1.0000 | 79.3800 | 158.001.001.005.004.003.001.013.002.004. | 0.0000 | Material | 0 | 0.0000
673852 | A-1402-2BHK Internal Flat Wiring. | No. | 1.0000 | 1.0000 | 23458 | 2 Pair telephone cable | Mtrs | 0.0000 | 50.0000 | 158.001.001.005.004.003.001.013.002.005. | 50.0000 | Material | 0 | 0.0000
673852 | A-1402-2BHK Internal Flat Wiring. | No. | 1.0000 | 1.0000 | 12468 | PVC Copper Wire 1.5 Sqmm black | Mtrs | 123.7750 | 8.8600 | 158.001.001.005.004.003.001.013.002.005. | 8.8600 | Material | 0 | 0.0000
673852 | A-1402-2BHK Internal Flat Wiring. | No. | 1.0000 | 1.0000 | 12530 | PVC Copper Wire 1.5 Sqmm blue | Mtrs | 105.7500 | 8.8600 | 158.001.001.005.004.003.001.013.002.005. | 8.8600 | Material | 0 | 0.0000
673852 | A-1402-2BHK Internal Flat Wiring. | No. | 1.0000 | 1.0000 | 12469 | PVC Copper Wire 1.5 Sqmm green | Mtrs | 78.9800 | 8.8700 | 158.001.001.005.004.003.001.013.002.005. | 0.0000 | Material | 0 | 0.0000
673852 | A-1402-2BHK Internal Flat Wiring. | No. | 1.0000 | 1.0000 | 26439 | PVC Copper Wire 1.5 Sqmm Grey | Mtrs | 0.0000 | 100.0000 | 158.001.001.005.004.003.001.013.002.005. | 100.0000 | Material | 0 | 0.0000
673852 | A-1402-2BHK Internal Flat Wiring. | No. | 1.0000 | 1.0000 | 12466 | PVC Copper Wire 1.5 Sqmm red | Mtrs | 35.5000 | 8.8700 | 158.001.001.005.004.003.001.013.002.005. | 8.8700 | Material | 0 | 0.0000
673852 | A-1402-2BHK Internal Flat Wiring. | No. | 1.0000 | 1.0000 | 12529 | PVC Copper Wire 1.5 Sqmm yellow | Mtrs | 151.3250 | 10.0000 | 158.001.001.005.004.003.001.013.002.005. | 10.0000 | Material | 0 | 0.0000
673852 | A-1402-2BHK Internal Flat Wiring. | No. | 1.0000 | 1.0000 | 12471 | PVC Copper Wire 2.5 Sqmm black | Mtrs | 110.7250 | 14.2800 | 158.001.001.005.004.003.001.013.002.005. | 14.2800 | Material | 0 | 0.0000
673852 | A-1402-2BHK Internal Flat Wiring. | No. | 1.0000 | 1.0000 | 12527 | PVC Copper Wire 2.5 Sqmm blue | Mtrs | 0 | 14.2800 | 158.001.001.005.004.003.001.013.002.005. | 0.0000 | Material | 0 | 0.0000
673852 | A-1402-2BHK Internal Flat Wiring. | No. | 1.0000 | 1.0000 | 12472 | PVC Copper Wire 2.5 Sqmm green | Mtrs | 65.9800 | 14.2800 | 158.001.001.005.004.003.001.013.002.005. | 0.0000 | Material | 0 | 0.0000
673852 | A-1402-2BHK Internal Flat Wiring. | No. | 1.0000 | 1.0000 | 12470 | PVC Copper Wire 2.5 Sqmm red | Mtrs | 75.2500 | 14.2800 | 158.001.001.005.004.003.001.013.002.005. | 0.0000 | Material | 0 | 0.0000
673852 | A-1402-2BHK Internal Flat Wiring. | No. | 1.0000 | 1.0000 | 12528 | PVC Copper Wire 2.5 Sqmm yellow | Mtrs | 0.0000 | 14.2800 | 158.001.001.005.004.003.001.013.002.005. | 14.2800 | Material | 0 | 0.0000
673852 | A-1402-2BHK Internal Flat Wiring. | No. | 1.0000 | 1.0000 | 12475 | PVC Copper Wire 4 Sqmm black | Mtrs | 115.8500 | 21.1200 | 158.001.001.005.004.003.001.013.002.005. | 0.0000 | Material | 0 | 0.0000
673852 | A-1402-2BHK Internal Flat Wiring. | No. | 1.0000 | 1.0000 | 13068 | PVC Copper Wire 4 Sqmm blue | Mtrs | 77.5000 | 10.0000 | 158.001.001.005.004.003.001.013.002.005. | 0.0000 | Material | 0 | 0.0000
673852 | A-1402-2BHK Internal Flat Wiring. | No. | 1.0000 | 1.0000 | 12474 | PVC Copper Wire 4 Sqmm red | Mtrs | 0.0000 | 21.1200 | 158.001.001.005.004.003.001.013.002.005. | 0.0000 | Material | 0 | 0.0000
673852 | A-1402-2BHK Internal Flat Wiring. | No. | 1.0000 | 1.0000 | 13067 | PVC Copper Wire 4 Sqmm yellow | Mtrs | 81.9250 | 10.0000 | 158.001.001.005.004.003.001.013.002.005. | 0.0000 | Material | 0 | 0.0000
673852 | A-1402-2BHK Internal Flat Wiring. | No. | 1.0000 | 1.0000 | 1010 | RG-6 Co-Axial Cable | Mtrs | 0.0000 | 14.3900 | 158.001.001.005.004.003.001.013.002.005. | 0.0000 | Material | 0 | 0.0000
570158 | A-1403-2BHK Internal Electrical work | No. | 1.0000 | 1.0000 | 26454 | 12 Module GI Concealed Box | No. | 2.0000 | 255.0000 | 158.001.001.005.004.003.001.013.003.001. | 255.0000 | Material | 0 | 0.0000
570158 | A-1403-2BHK Internal Electrical work | No. | 1.0000 | 1.0000 | 5245 | 12M Plate (575770) | No. | 2.0000 | 225.8600 | 158.001.001.005.004.003.001.013.003.001. | 0.0000 | Material | 0 | 0.0000
570158 | A-1403-2BHK Internal Electrical work | No. | 1.0000 | 1.0000 | 26448 | 2 Module GI Concealed Box | No. | 9.0000 | 75.0000 | 158.001.001.005.004.003.001.013.003.001. | 75.0000 | Material | 0 | 0.0000
570158 | A-1403-2BHK Internal Electrical work | No. | 1.0000 | 1.0000 | 5250 | 2M Plate (575710) | No. | 9.0000 | 60.4800 | 158.001.001.005.004.003.001.013.003.001. | 0.0000 | Material | 0 | 0.0000
570158 | A-1403-2BHK Internal Electrical work | No. | 1.0000 | 1.0000 | 26449 | 3 Module GI Concealed Box | No. | 11.0000 | 105.0000 | 158.001.001.005.004.003.001.013.003.001. | 105.0000 | Material | 0 | 0.0000
570158 | A-1403-2BHK Internal Electrical work | No. | 1.0000 | 1.0000 | 5249 | 3M Plate (575720) | No. | 11.0000 | 68.9800 | 158.001.001.005.004.003.001.013.003.001. | 0.0000 | Material | 0 | 0.0000
570158 | A-1403-2BHK Internal Electrical work | No. | 1.0000 | 1.0000 | 26450 | 4 Module GI Concealed Box | No. | 3.0000 | 130.0000 | 158.001.001.005.004.003.001.013.003.001. | 130.0000 | Material | 0 | 0.0000
570158 | A-1403-2BHK Internal Electrical work | No. | 1.0000 | 1.0000 | 5248 | 4M Plate (575730) | No. | 3.0000 | 72.7600 | 158.001.001.005.004.003.001.013.003.001. | 0.0000 | Material | 0 | 0.0000
570158 | A-1403-2BHK Internal Electrical work | No. | 1.0000 | 1.0000 | 26451 | 6 Module GI Concealed Box | No. | 7.0000 | 160.0000 | 158.001.001.005.004.003.001.013.003.001. | 160.0000 | Material | 0 | 0.0000
570158 | A-1403-2BHK Internal Electrical work | No. | 1.0000 | 1.0000 | 5247 | 6M Plate (575740) | No. | 7.0000 | 131.3500 | 158.001.001.005.004.003.001.013.003.001. | 0.0000 | Material | 0 | 0.0000
570158 | A-1403-2BHK Internal Electrical work | No. | 1.0000 | 1.0000 | 26452 | 8 Module GI Concealed Box | No. | 4.0000 | 215.0000 | 158.001.001.005.004.003.001.013.003.001. | 215.0000 | Material | 0 | 0.0000
570158 | A-1403-2BHK Internal Electrical work | No. | 1.0000 | 1.0000 | 5246 | 8M Hzl Plate (575750) | No. | 4.0000 | 144.5800 | 158.001.001.005.004.003.001.013.003.001. | 0.0000 | Material | 0 | 0.0000
570167 | A-1403-2BHK Wall Conduting Material 2BHK | No. | 1.0000 | 1.0000 | 8482 | Flexible Pipe 3/4" | Mtrs | 3.0000 | 5.2500 | 158.001.001.005.004.003.001.013.003.002. | 0.0000 | Material | 0 | 0.0000
570167 | A-1403-2BHK Wall Conduting Material 2BHK | No. | 1.0000 | 1.0000 | 501 | Nails 3" | Kgs | 0.5000 | 63.0000 | 158.001.001.005.004.003.001.013.003.002. | 0.0000 | Material | 0 | 0.0000
570167 | A-1403-2BHK Wall Conduting Material 2BHK | No. | 1.0000 | 1.0000 | 3246 | PVC 1 way Junction Box 1" | No. | 4.0000 | 18.2000 | 158.001.001.005.004.003.001.013.003.002. | 0.0000 | Material | 0 | 0.0000
570167 | A-1403-2BHK Wall Conduting Material 2BHK | No. | 1.0000 | 1.0000 | 838 | PVC Conduit Bend 1" | No. | 13.0000 | 6.3500 | 158.001.001.005.004.003.001.013.003.002. | 6.3500 | Material | 0 | 0.0000
570167 | A-1403-2BHK Wall Conduting Material 2BHK | No. | 1.0000 | 1.0000 | 837 | PVC Conduit Pipe 1" mtrs | Mtrs | 90.0000 | 18.6000 | 158.001.001.005.004.003.001.013.003.002. | 18.6000 | Material | 0 | 0.0000
604532 | A-1403-2BHK Internal Flat DB Work | No. | 1.0000 | 1.0000 | 28289 | 10A Single Pole MCB (IH31P0C010) | No. | 4.0000 | 100.0000 | 158.001.001.005.004.003.001.013.003.003. | 100.0000 | Material | 0 | 0.0000
604532 | A-1403-2BHK Internal Flat DB Work | No. | 1.0000 | 1.0000 | 28297 | 20A Single Pole MCB (IH31P0C020) | No. | 8.0000 | 300.0000 | 158.001.001.005.004.003.001.013.003.003. | 300.0000 | Material | 0 | 0.0000
604532 | A-1403-2BHK Internal Flat DB Work | No. | 1.0000 | 1.0000 | 28776 | 4 Way TPN DB with tel. compartment IHETPNYV004 | No. | 1.0000 | 118.0000 | 158.001.001.005.004.003.001.013.003.003. | 100.0000 | Material | 45 | 18.0000 | C+S GST 18% I/P RD
604532 | A-1403-2BHK Internal Flat DB Work | No. | 1.0000 | 1.0000 | 28545 | 40 AMP RCCB 4 Pole 30ma IH3R440030 | No. | 1.0000 | 118.0000 | 158.001.001.005.004.003.001.013.003.003. | 100.0000 | Material | 45 | 18.0000 | C+S GST 18% I/P RD
610578 | A-1403-2BHK Int. Flat Switch Socket Material | No. | 1.0000 | 1.0000 | 5238 | 16A 1way switch w indi.(572063 | No. | 8.0000 | 127.5800 | 158.001.001.005.004.003.001.013.003.004. | 0.0000 | Material | 0 | 0.0000
610578 | A-1403-2BHK Int. Flat Switch Socket Material | No. | 1.0000 | 1.0000 | 8655 | 16A socket (573471) | No. | 10.0000 | 254.0000 | 158.001.001.005.004.003.001.013.003.004. | 254.0000 | Material | 0 | 0.0000
610578 | A-1403-2BHK Int. Flat Switch Socket Material | No. | 1.0000 | 1.0000 | 793 | 6 A Bell Push (573413) | No. | 1.0000 | 22.0500 | 158.001.001.005.004.003.001.013.003.004. | 0.0000 | Material | 0 | 0.0000
610578 | A-1403-2BHK Int. Flat Switch Socket Material | No. | 1.0000 | 1.0000 | 7294 | 6A 2 Way Switch (573402) | No. | 4.0000 | 130.0000 | 158.001.001.005.004.003.001.013.003.004. | 0.0000 | Material | 0 | 0.0000
610578 | A-1403-2BHK Int. Flat Switch Socket Material | No. | 1.0000 | 1.0000 | 28162 | 6A 3Pin Socket (573424) | No. | 25.0000 | 290.0000 | 158.001.001.005.004.003.001.013.003.004. | 290.0000 | Material | 0 | 0.0000
610578 | A-1403-2BHK Int. Flat Switch Socket Material | No. | 1.0000 | 1.0000 | 5240 | 6A One way Switch (573400) | No. | 51.0000 | 72.7600 | 158.001.001.005.004.003.001.013.003.004. | 0.0000 | Material | 0 | 0.0000
610578 | A-1403-2BHK Int. Flat Switch Socket Material | No. | 1.0000 | 1.0000 | 2556 | Angle Holder | No. | 5.0000 | 28.0000 | 158.001.001.005.004.003.001.013.003.004. | 0.0000 | Material | 0 | 0.0000
610578 | A-1403-2BHK Int. Flat Switch Socket Material | No. | 1.0000 | 1.0000 | 5244 | Blank Plate 1m (573449) | No. | 9.0000 | 19.8400 | 158.001.001.005.004.003.001.013.003.004. | 0.0000 | Material | 0 | 0.0000
610578 | A-1403-2BHK Int. Flat Switch Socket Material | No. | 1.0000 | 1.0000 | 1714 | Connector | No. | 4.0000 | 9.0000 | 158.001.001.005.004.003.001.013.003.004. | 0.0000 | Material | 0 | 0.0000
610578 | A-1403-2BHK Int. Flat Switch Socket Material | No. | 1.0000 | 1.0000 | 6758 | Fan Step Reg (573469) | No. | 6.0000 | 432.3400 | 158.001.001.005.004.003.001.013.003.004. | 0.0000 | Material | 0 | 0.0000
610578 | A-1403-2BHK Int. Flat Switch Socket Material | No. | 1.0000 | 1.0000 | 3287 | Round Plate 4" - No. | No. | 38.0000 | 9.0000 | 158.001.001.005.004.003.001.013.003.004. | 0.0000 | Material | 0 | 0.0000
610578 | A-1403-2BHK Int. Flat Switch Socket Material | No. | 1.0000 | 1.0000 | 9555 | Round Plate 6" | No. | 6.0000 | 6.0000 | 158.001.001.005.004.003.001.013.003.004. | 0.0000 | Material | 0 | 0.0000
610578 | A-1403-2BHK Int. Flat Switch Socket Material | No. | 1.0000 | 1.0000 | 6757 | T.V. Socket (573425) | No. | 3.0000 | 83.1600 | 158.001.001.005.004.003.001.013.003.004. | 0.0000 | Material | 0 | 0.0000
610578 | A-1403-2BHK Int. Flat Switch Socket Material | No. | 1.0000 | 1.0000 | 5242 | Tel. Socket 1mod (573426) | No. | 1.0000 | 79.3800 | 158.001.001.005.004.003.001.013.003.004. | 0.0000 | Material | 0 | 0.0000
673853 | A-1403-2BHK Internal Flat Wiring. | No. | 1.0000 | 1.0000 | 23458 | 2 Pair telephone cable | Mtrs | 0.0000 | 50.0000 | 158.001.001.005.004.003.001.013.003.005. | 50.0000 | Material | 0 | 0.0000
673853 | A-1403-2BHK Internal Flat Wiring. | No. | 1.0000 | 1.0000 | 12468 | PVC Copper Wire 1.5 Sqmm black | Mtrs | 123.7750 | 8.8600 | 158.001.001.005.004.003.001.013.003.005. | 8.8600 | Material | 0 | 0.0000
673853 | A-1403-2BHK Internal Flat Wiring. | No. | 1.0000 | 1.0000 | 12530 | PVC Copper Wire 1.5 Sqmm blue | Mtrs | 105.7500 | 8.8600 | 158.001.001.005.004.003.001.013.003.005. | 8.8600 | Material | 0 | 0.0000
673853 | A-1403-2BHK Internal Flat Wiring. | No. | 1.0000 | 1.0000 | 12469 | PVC Copper Wire 1.5 Sqmm green | Mtrs | 78.9800 | 8.8700 | 158.001.001.005.004.003.001.013.003.005. | 0.0000 | Material | 0 | 0.0000
673853 | A-1403-2BHK Internal Flat Wiring. | No. | 1.0000 | 1.0000 | 26439 | PVC Copper Wire 1.5 Sqmm Grey | Mtrs | 0.0000 | 100.0000 | 158.001.001.005.004.003.001.013.003.005. | 100.0000 | Material | 0 | 0.0000
673853 | A-1403-2BHK Internal Flat Wiring. | No. | 1.0000 | 1.0000 | 12466 | PVC Copper Wire 1.5 Sqmm red | Mtrs | 35.5000 | 8.8700 | 158.001.001.005.004.003.001.013.003.005. | 8.8700 | Material | 0 | 0.0000
673853 | A-1403-2BHK Internal Flat Wiring. | No. | 1.0000 | 1.0000 | 12529 | PVC Copper Wire 1.5 Sqmm yellow | Mtrs | 151.3250 | 10.0000 | 158.001.001.005.004.003.001.013.003.005. | 10.0000 | Material | 0 | 0.0000
673853 | A-1403-2BHK Internal Flat Wiring. | No. | 1.0000 | 1.0000 | 12471 | PVC Copper Wire 2.5 Sqmm black | Mtrs | 110.7250 | 14.2800 | 158.001.001.005.004.003.001.013.003.005. | 14.2800 | Material | 0 | 0.0000
673853 | A-1403-2BHK Internal Flat Wiring. | No. | 1.0000 | 1.0000 | 12527 | PVC Copper Wire 2.5 Sqmm blue | Mtrs | 0 | 14.2800 | 158.001.001.005.004.003.001.013.003.005. | 0.0000 | Material | 0 | 0.0000
673853 | A-1403-2BHK Internal Flat Wiring. | No. | 1.0000 | 1.0000 | 12472 | PVC Copper Wire 2.5 Sqmm green | Mtrs | 65.9800 | 14.2800 | 158.001.001.005.004.003.001.013.003.005. | 0.0000 | Material | 0 | 0.0000
673853 | A-1403-2BHK Internal Flat Wiring. | No. | 1.0000 | 1.0000 | 12470 | PVC Copper Wire 2.5 Sqmm red | Mtrs | 75.2500 | 14.2800 | 158.001.001.005.004.003.001.013.003.005. | 0.0000 | Material | 0 | 0.0000
673853 | A-1403-2BHK Internal Flat Wiring. | No. | 1.0000 | 1.0000 | 12528 | PVC Copper Wire 2.5 Sqmm yellow | Mtrs | 0.0000 | 14.2800 | 158.001.001.005.004.003.001.013.003.005. | 14.2800 | Material | 0 | 0.0000
673853 | A-1403-2BHK Internal Flat Wiring. | No. | 1.0000 | 1.0000 | 12475 | PVC Copper Wire 4 Sqmm black | Mtrs | 115.8500 | 21.1200 | 158.001.001.005.004.003.001.013.003.005. | 0.0000 | Material | 0 | 0.0000
673853 | A-1403-2BHK Internal Flat Wiring. | No. | 1.0000 | 1.0000 | 13068 | PVC Copper Wire 4 Sqmm blue | Mtrs | 77.5000 | 10.0000 | 158.001.001.005.004.003.001.013.003.005. | 0.0000 | Material | 0 | 0.0000
673853 | A-1403-2BHK Internal Flat Wiring. | No. | 1.0000 | 1.0000 | 12474 | PVC Copper Wire 4 Sqmm red | Mtrs | 0.0000 | 21.1200 | 158.001.001.005.004.003.001.013.003.005. | 0.0000 | Material | 0 | 0.0000
673853 | A-1403-2BHK Internal Flat Wiring. | No. | 1.0000 | 1.0000 | 13067 | PVC Copper Wire 4 Sqmm yellow | Mtrs | 81.9250 | 10.0000 | 158.001.001.005.004.003.001.013.003.005. | 0.0000 | Material | 0 | 0.0000
673853 | A-1403-2BHK Internal Flat Wiring. | No. | 1.0000 | 1.0000 | 1010 | RG-6 Co-Axial Cable | Mtrs | 0.0000 | 14.3900 | 158.001.001.005.004.003.001.013.003.005. | 0.0000 | Material | 0 | 0.0000
570159 | A-1404-2BHK Internal Electrical work | No. | 1.0000 | 1.0000 | 26454 | 12 Module GI Concealed Box | No. | 2.0000 | 255.0000 | 158.001.001.005.004.003.001.013.004.001. | 255.0000 | Material | 0 | 0.0000
570159 | A-1404-2BHK Internal Electrical work | No. | 1.0000 | 1.0000 | 5245 | 12M Plate (575770) | No. | 2.0000 | 225.8600 | 158.001.001.005.004.003.001.013.004.001. | 0.0000 | Material | 0 | 0.0000
570159 | A-1404-2BHK Internal Electrical work | No. | 1.0000 | 1.0000 | 26448 | 2 Module GI Concealed Box | No. | 9.0000 | 75.0000 | 158.001.001.005.004.003.001.013.004.001. | 75.0000 | Material | 0 | 0.0000
570159 | A-1404-2BHK Internal Electrical work | No. | 1.0000 | 1.0000 | 5250 | 2M Plate (575710) | No. | 9.0000 | 60.4800 | 158.001.001.005.004.003.001.013.004.001. | 0.0000 | Material | 0 | 0.0000
570159 | A-1404-2BHK Internal Electrical work | No. | 1.0000 | 1.0000 | 26449 | 3 Module GI Concealed Box | No. | 11.0000 | 105.0000 | 158.001.001.005.004.003.001.013.004.001. | 105.0000 | Material | 0 | 0.0000
570159 | A-1404-2BHK Internal Electrical work | No. | 1.0000 | 1.0000 | 5249 | 3M Plate (575720) | No. | 11.0000 | 68.9800 | 158.001.001.005.004.003.001.013.004.001. | 0.0000 | Material | 0 | 0.0000
570159 | A-1404-2BHK Internal Electrical work | No. | 1.0000 | 1.0000 | 26450 | 4 Module GI Concealed Box | No. | 3.0000 | 130.0000 | 158.001.001.005.004.003.001.013.004.001. | 130.0000 | Material | 0 | 0.0000
570159 | A-1404-2BHK Internal Electrical work | No. | 1.0000 | 1.0000 | 5248 | 4M Plate (575730) | No. | 3.0000 | 72.7600 | 158.001.001.005.004.003.001.013.004.001. | 0.0000 | Material | 0 | 0.0000
570159 | A-1404-2BHK Internal Electrical work | No. | 1.0000 | 1.0000 | 26451 | 6 Module GI Concealed Box | No. | 7.0000 | 160.0000 | 158.001.001.005.004.003.001.013.004.001. | 160.0000 | Material | 0 | 0.0000
570159 | A-1404-2BHK Internal Electrical work | No. | 1.0000 | 1.0000 | 5247 | 6M Plate (575740) | No. | 7.0000 | 131.3500 | 158.001.001.005.004.003.001.013.004.001. | 0.0000 | Material | 0 | 0.0000
570159 | A-1404-2BHK Internal Electrical work | No. | 1.0000 | 1.0000 | 26452 | 8 Module GI Concealed Box | No. | 4.0000 | 215.0000 | 158.001.001.005.004.003.001.013.004.001. | 215.0000 | Material | 0 | 0.0000
570159 | A-1404-2BHK Internal Electrical work | No. | 1.0000 | 1.0000 | 5246 | 8M Hzl Plate (575750) | No. | 4.0000 | 144.5800 | 158.001.001.005.004.003.001.013.004.001. | 0.0000 | Material | 0 | 0.0000
570168 | A-1404-2BHK Wall Conduting Material 2BHK | No. | 1.0000 | 1.0000 | 8482 | Flexible Pipe 3/4" | Mtrs | 3.0000 | 5.2500 | 158.001.001.005.004.003.001.013.004.002. | 0.0000 | Material | 0 | 0.0000
570168 | A-1404-2BHK Wall Conduting Material 2BHK | No. | 1.0000 | 1.0000 | 501 | Nails 3" | Kgs | 0.5000 | 63.0000 | 158.001.001.005.004.003.001.013.004.002. | 0.0000 | Material | 0 | 0.0000
570168 | A-1404-2BHK Wall Conduting Material 2BHK | No. | 1.0000 | 1.0000 | 3246 | PVC 1 way Junction Box 1" | No. | 4.0000 | 18.2000 | 158.001.001.005.004.003.001.013.004.002. | 0.0000 | Material | 0 | 0.0000
570168 | A-1404-2BHK Wall Conduting Material 2BHK | No. | 1.0000 | 1.0000 | 838 | PVC Conduit Bend 1" | No. | 13.0000 | 6.3500 | 158.001.001.005.004.003.001.013.004.002. | 6.3500 | Material | 0 | 0.0000
570168 | A-1404-2BHK Wall Conduting Material 2BHK | No. | 1.0000 | 1.0000 | 837 | PVC Conduit Pipe 1" mtrs | Mtrs | 90.0000 | 18.6000 | 158.001.001.005.004.003.001.013.004.002. | 18.6000 | Material | 0 | 0.0000
604533 | A-1404-2BHK Internal Flat DB Work | No. | 1.0000 | 1.0000 | 28289 | 10A Single Pole MCB (IH31P0C010) | No. | 4.0000 | 100.0000 | 158.001.001.005.004.003.001.013.004.003. | 100.0000 | Material | 0 | 0.0000
604533 | A-1404-2BHK Internal Flat DB Work | No. | 1.0000 | 1.0000 | 28297 | 20A Single Pole MCB (IH31P0C020) | No. | 8.0000 | 300.0000 | 158.001.001.005.004.003.001.013.004.003. | 300.0000 | Material | 0 | 0.0000
604533 | A-1404-2BHK Internal Flat DB Work | No. | 1.0000 | 1.0000 | 28776 | 4 Way TPN DB with tel. compartment IHETPNYV004 | No. | 1.0000 | 118.0000 | 158.001.001.005.004.003.001.013.004.003. | 100.0000 | Material | 45 | 18.0000 | C+S GST 18% I/P RD
604533 | A-1404-2BHK Internal Flat DB Work | No. | 1.0000 | 1.0000 | 28545 | 40 AMP RCCB 4 Pole 30ma IH3R440030 | No. | 1.0000 | 118.0000 | 158.001.001.005.004.003.001.013.004.003. | 100.0000 | Material | 45 | 18.0000 | C+S GST 18% I/P RD
610579 | A-1404-2BHK Int. Flat Switch Socket Material | No. | 1.0000 | 1.0000 | 5238 | 16A 1way switch w indi.(572063 | No. | 8.0000 | 127.5800 | 158.001.001.005.004.003.001.013.004.004. | 0.0000 | Material | 0 | 0.0000
610579 | A-1404-2BHK Int. Flat Switch Socket Material | No. | 1.0000 | 1.0000 | 8655 | 16A socket (573471) | No. | 10.0000 | 254.0000 | 158.001.001.005.004.003.001.013.004.004. | 254.0000 | Material | 0 | 0.0000
610579 | A-1404-2BHK Int. Flat Switch Socket Material | No. | 1.0000 | 1.0000 | 793 | 6 A Bell Push (573413) | No. | 1.0000 | 22.0500 | 158.001.001.005.004.003.001.013.004.004. | 0.0000 | Material | 0 | 0.0000
610579 | A-1404-2BHK Int. Flat Switch Socket Material | No. | 1.0000 | 1.0000 | 7294 | 6A 2 Way Switch (573402) | No. | 4.0000 | 130.0000 | 158.001.001.005.004.003.001.013.004.004. | 0.0000 | Material | 0 | 0.0000
610579 | A-1404-2BHK Int. Flat Switch Socket Material | No. | 1.0000 | 1.0000 | 28162 | 6A 3Pin Socket (573424) | No. | 25.0000 | 290.0000 | 158.001.001.005.004.003.001.013.004.004. | 290.0000 | Material | 0 | 0.0000
610579 | A-1404-2BHK Int. Flat Switch Socket Material | No. | 1.0000 | 1.0000 | 5240 | 6A One way Switch (573400) | No. | 51.0000 | 72.7600 | 158.001.001.005.004.003.001.013.004.004. | 0.0000 | Material | 0 | 0.0000
610579 | A-1404-2BHK Int. Flat Switch Socket Material | No. | 1.0000 | 1.0000 | 2556 | Angle Holder | No. | 5.0000 | 28.0000 | 158.001.001.005.004.003.001.013.004.004. | 0.0000 | Material | 0 | 0.0000
610579 | A-1404-2BHK Int. Flat Switch Socket Material | No. | 1.0000 | 1.0000 | 5244 | Blank Plate 1m (573449) | No. | 9.0000 | 19.8400 | 158.001.001.005.004.003.001.013.004.004. | 0.0000 | Material | 0 | 0.0000
610579 | A-1404-2BHK Int. Flat Switch Socket Material | No. | 1.0000 | 1.0000 | 1714 | Connector | No. | 4.0000 | 9.0000 | 158.001.001.005.004.003.001.013.004.004. | 0.0000 | Material | 0 | 0.0000
610579 | A-1404-2BHK Int. Flat Switch Socket Material | No. | 1.0000 | 1.0000 | 6758 | Fan Step Reg (573469) | No. | 6.0000 | 432.3400 | 158.001.001.005.004.003.001.013.004.004. | 0.0000 | Material | 0 | 0.0000
610579 | A-1404-2BHK Int. Flat Switch Socket Material | No. | 1.0000 | 1.0000 | 3287 | Round Plate 4" - No. | No. | 38.0000 | 9.0000 | 158.001.001.005.004.003.001.013.004.004. | 0.0000 | Material | 0 | 0.0000
610579 | A-1404-2BHK Int. Flat Switch Socket Material | No. | 1.0000 | 1.0000 | 9555 | Round Plate 6" | No. | 6.0000 | 6.0000 | 158.001.001.005.004.003.001.013.004.004. | 0.0000 | Material | 0 | 0.0000
610579 | A-1404-2BHK Int. Flat Switch Socket Material | No. | 1.0000 | 1.0000 | 6757 | T.V. Socket (573425) | No. | 3.0000 | 83.1600 | 158.001.001.005.004.003.001.013.004.004. | 0.0000 | Material | 0 | 0.0000
610579 | A-1404-2BHK Int. Flat Switch Socket Material | No. | 1.0000 | 1.0000 | 5242 | Tel. Socket 1mod (573426) | No. | 1.0000 | 79.3800 | 158.001.001.005.004.003.001.013.004.004. | 0.0000 | Material | 0 | 0.0000
673854 | A-1404-2BHK Internal Flat Wiring. | No. | 1.0000 | 1.0000 | 23458 | 2 Pair telephone cable | Mtrs | 0.0000 | 50.0000 | 158.001.001.005.004.003.001.013.004.005. | 50.0000 | Material | 0 | 0.0000
673854 | A-1404-2BHK Internal Flat Wiring. | No. | 1.0000 | 1.0000 | 12468 | PVC Copper Wire 1.5 Sqmm black | Mtrs | 123.7750 | 8.8600 | 158.001.001.005.004.003.001.013.004.005. | 8.8600 | Material | 0 | 0.0000
673854 | A-1404-2BHK Internal Flat Wiring. | No. | 1.0000 | 1.0000 | 12530 | PVC Copper Wire 1.5 Sqmm blue | Mtrs | 105.7500 | 8.8600 | 158.001.001.005.004.003.001.013.004.005. | 8.8600 | Material | 0 | 0.0000
673854 | A-1404-2BHK Internal Flat Wiring. | No. | 1.0000 | 1.0000 | 12469 | PVC Copper Wire 1.5 Sqmm green | Mtrs | 78.9800 | 8.8700 | 158.001.001.005.004.003.001.013.004.005. | 0.0000 | Material | 0 | 0.0000
673854 | A-1404-2BHK Internal Flat Wiring. | No. | 1.0000 | 1.0000 | 26439 | PVC Copper Wire 1.5 Sqmm Grey | Mtrs | 0.0000 | 100.0000 | 158.001.001.005.004.003.001.013.004.005. | 100.0000 | Material | 0 | 0.0000
673854 | A-1404-2BHK Internal Flat Wiring. | No. | 1.0000 | 1.0000 | 12466 | PVC Copper Wire 1.5 Sqmm red | Mtrs | 35.5000 | 8.8700 | 158.001.001.005.004.003.001.013.004.005. | 8.8700 | Material | 0 | 0.0000
673854 | A-1404-2BHK Internal Flat Wiring. | No. | 1.0000 | 1.0000 | 12529 | PVC Copper Wire 1.5 Sqmm yellow | Mtrs | 151.3250 | 10.0000 | 158.001.001.005.004.003.001.013.004.005. | 10.0000 | Material | 0 | 0.0000
673854 | A-1404-2BHK Internal Flat Wiring. | No. | 1.0000 | 1.0000 | 12471 | PVC Copper Wire 2.5 Sqmm black | Mtrs | 110.7250 | 14.2800 | 158.001.001.005.004.003.001.013.004.005. | 14.2800 | Material | 0 | 0.0000
673854 | A-1404-2BHK Internal Flat Wiring. | No. | 1.0000 | 1.0000 | 12527 | PVC Copper Wire 2.5 Sqmm blue | Mtrs | 0 | 14.2800 | 158.001.001.005.004.003.001.013.004.005. | 0.0000 | Material | 0 | 0.0000
673854 | A-1404-2BHK Internal Flat Wiring. | No. | 1.0000 | 1.0000 | 12472 | PVC Copper Wire 2.5 Sqmm green | Mtrs | 65.9800 | 14.2800 | 158.001.001.005.004.003.001.013.004.005. | 0.0000 | Material | 0 | 0.0000
673854 | A-1404-2BHK Internal Flat Wiring. | No. | 1.0000 | 1.0000 | 12470 | PVC Copper Wire 2.5 Sqmm red | Mtrs | 75.2500 | 14.2800 | 158.001.001.005.004.003.001.013.004.005. | 0.0000 | Material | 0 | 0.0000
673854 | A-1404-2BHK Internal Flat Wiring. | No. | 1.0000 | 1.0000 | 12528 | PVC Copper Wire 2.5 Sqmm yellow | Mtrs | 0.0000 | 14.2800 | 158.001.001.005.004.003.001.013.004.005. | 14.2800 | Material | 0 | 0.0000
673854 | A-1404-2BHK Internal Flat Wiring. | No. | 1.0000 | 1.0000 | 12475 | PVC Copper Wire 4 Sqmm black | Mtrs | 115.8500 | 21.1200 | 158.001.001.005.004.003.001.013.004.005. | 0.0000 | Material | 0 | 0.0000
673854 | A-1404-2BHK Internal Flat Wiring. | No. | 1.0000 | 1.0000 | 13068 | PVC Copper Wire 4 Sqmm blue | Mtrs | 77.5000 | 10.0000 | 158.001.001.005.004.003.001.013.004.005. | 0.0000 | Material | 0 | 0.0000
673854 | A-1404-2BHK Internal Flat Wiring. | No. | 1.0000 | 1.0000 | 12474 | PVC Copper Wire 4 Sqmm red | Mtrs | 0.0000 | 21.1200 | 158.001.001.005.004.003.001.013.004.005. | 0.0000 | Material | 0 | 0.0000
673854 | A-1404-2BHK Internal Flat Wiring. | No. | 1.0000 | 1.0000 | 13067 | PVC Copper Wire 4 Sqmm yellow | Mtrs | 81.9250 | 10.0000 | 158.001.001.005.004.003.001.013.004.005. | 0.0000 | Material | 0 | 0.0000
673854 | A-1404-2BHK Internal Flat Wiring. | No. | 1.0000 | 1.0000 | 1010 | RG-6 Co-Axial Cable | Mtrs | 0.0000 | 14.3900 | 158.001.001.005.004.003.001.013.004.005. | 0.0000 | Material | 0 | 0.0000
570160 | A-1405-2BHK Internal Electrical work | No. | 1.0000 | 1.0000 | 26454 | 12 Module GI Concealed Box | No. | 2.0000 | 255.0000 | 158.001.001.005.004.003.001.013.005.001. | 255.0000 | Material | 0 | 0.0000
570160 | A-1405-2BHK Internal Electrical work | No. | 1.0000 | 1.0000 | 5245 | 12M Plate (575770) | No. | 2.0000 | 225.8600 | 158.001.001.005.004.003.001.013.005.001. | 0.0000 | Material | 0 | 0.0000
570160 | A-1405-2BHK Internal Electrical work | No. | 1.0000 | 1.0000 | 26448 | 2 Module GI Concealed Box | No. | 9.0000 | 75.0000 | 158.001.001.005.004.003.001.013.005.001. | 75.0000 | Material | 0 | 0.0000
570160 | A-1405-2BHK Internal Electrical work | No. | 1.0000 | 1.0000 | 5250 | 2M Plate (575710) | No. | 9.0000 | 60.4800 | 158.001.001.005.004.003.001.013.005.001. | 0.0000 | Material | 0 | 0.0000
570160 | A-1405-2BHK Internal Electrical work | No. | 1.0000 | 1.0000 | 26449 | 3 Module GI Concealed Box | No. | 11.0000 | 105.0000 | 158.001.001.005.004.003.001.013.005.001. | 105.0000 | Material | 0 | 0.0000
570160 | A-1405-2BHK Internal Electrical work | No. | 1.0000 | 1.0000 | 5249 | 3M Plate (575720) | No. | 11.0000 | 68.9800 | 158.001.001.005.004.003.001.013.005.001. | 0.0000 | Material | 0 | 0.0000
570160 | A-1405-2BHK Internal Electrical work | No. | 1.0000 | 1.0000 | 26450 | 4 Module GI Concealed Box | No. | 3.0000 | 130.0000 | 158.001.001.005.004.003.001.013.005.001. | 130.0000 | Material | 0 | 0.0000
570160 | A-1405-2BHK Internal Electrical work | No. | 1.0000 | 1.0000 | 5248 | 4M Plate (575730) | No. | 3.0000 | 72.7600 | 158.001.001.005.004.003.001.013.005.001. | 0.0000 | Material | 0 | 0.0000
570160 | A-1405-2BHK Internal Electrical work | No. | 1.0000 | 1.0000 | 26451 | 6 Module GI Concealed Box | No. | 7.0000 | 160.0000 | 158.001.001.005.004.003.001.013.005.001. | 160.0000 | Material | 0 | 0.0000
570160 | A-1405-2BHK Internal Electrical work | No. | 1.0000 | 1.0000 | 5247 | 6M Plate (575740) | No. | 7.0000 | 131.3500 | 158.001.001.005.004.003.001.013.005.001. | 0.0000 | Material | 0 | 0.0000
570160 | A-1405-2BHK Internal Electrical work | No. | 1.0000 | 1.0000 | 26452 | 8 Module GI Concealed Box | No. | 4.0000 | 215.0000 | 158.001.001.005.004.003.001.013.005.001. | 215.0000 | Material | 0 | 0.0000
570160 | A-1405-2BHK Internal Electrical work | No. | 1.0000 | 1.0000 | 5246 | 8M Hzl Plate (575750) | No. | 4.0000 | 144.5800 | 158.001.001.005.004.003.001.013.005.001. | 0.0000 | Material | 0 | 0.0000
570169 | A-1405-2BHK Wall Conduting Material 2BHK | No. | 1.0000 | 1.0000 | 8482 | Flexible Pipe 3/4" | Mtrs | 3.0000 | 5.2500 | 158.001.001.005.004.003.001.013.005.002. | 0.0000 | Material | 0 | 0.0000
570169 | A-1405-2BHK Wall Conduting Material 2BHK | No. | 1.0000 | 1.0000 | 501 | Nails 3" | Kgs | 0.5000 | 63.0000 | 158.001.001.005.004.003.001.013.005.002. | 0.0000 | Material | 0 | 0.0000
570169 | A-1405-2BHK Wall Conduting Material 2BHK | No. | 1.0000 | 1.0000 | 3246 | PVC 1 way Junction Box 1" | No. | 4.0000 | 18.2000 | 158.001.001.005.004.003.001.013.005.002. | 0.0000 | Material | 0 | 0.0000
570169 | A-1405-2BHK Wall Conduting Material 2BHK | No. | 1.0000 | 1.0000 | 838 | PVC Conduit Bend 1" | No. | 13.0000 | 6.3500 | 158.001.001.005.004.003.001.013.005.002. | 6.3500 | Material | 0 | 0.0000
570169 | A-1405-2BHK Wall Conduting Material 2BHK | No. | 1.0000 | 1.0000 | 837 | PVC Conduit Pipe 1" mtrs | Mtrs | 90.0000 | 18.6000 | 158.001.001.005.004.003.001.013.005.002. | 18.6000 | Material | 0 | 0.0000
604534 | A-1405-2BHK Internal Flat DB Work | No. | 1.0000 | 1.0000 | 28289 | 10A Single Pole MCB (IH31P0C010) | No. | 4.0000 | 100.0000 | 158.001.001.005.004.003.001.013.005.003. | 100.0000 | Material | 0 | 0.0000
604534 | A-1405-2BHK Internal Flat DB Work | No. | 1.0000 | 1.0000 | 28297 | 20A Single Pole MCB (IH31P0C020) | No. | 8.0000 | 300.0000 | 158.001.001.005.004.003.001.013.005.003. | 300.0000 | Material | 0 | 0.0000
604534 | A-1405-2BHK Internal Flat DB Work | No. | 1.0000 | 1.0000 | 28776 | 4 Way TPN DB with tel. compartment IHETPNYV004 | No. | 1.0000 | 118.0000 | 158.001.001.005.004.003.001.013.005.003. | 100.0000 | Material | 45 | 18.0000 | C+S GST 18% I/P RD
604534 | A-1405-2BHK Internal Flat DB Work | No. | 1.0000 | 1.0000 | 28545 | 40 AMP RCCB 4 Pole 30ma IH3R440030 | No. | 1.0000 | 118.0000 | 158.001.001.005.004.003.001.013.005.003. | 100.0000 | Material | 45 | 18.0000 | C+S GST 18% I/P RD
610580 | A-1405-2BHK Int. Flat Switch Socket Material | No. | 1.0000 | 1.0000 | 5238 | 16A 1way switch w indi.(572063 | No. | 8.0000 | 127.5800 | 158.001.001.005.004.003.001.013.005.004. | 0.0000 | Material | 0 | 0.0000
610580 | A-1405-2BHK Int. Flat Switch Socket Material | No. | 1.0000 | 1.0000 | 8655 | 16A socket (573471) | No. | 10.0000 | 254.0000 | 158.001.001.005.004.003.001.013.005.004. | 254.0000 | Material | 0 | 0.0000
610580 | A-1405-2BHK Int. Flat Switch Socket Material | No. | 1.0000 | 1.0000 | 793 | 6 A Bell Push (573413) | No. | 1.0000 | 22.0500 | 158.001.001.005.004.003.001.013.005.004. | 0.0000 | Material | 0 | 0.0000
610580 | A-1405-2BHK Int. Flat Switch Socket Material | No. | 1.0000 | 1.0000 | 7294 | 6A 2 Way Switch (573402) | No. | 4.0000 | 130.0000 | 158.001.001.005.004.003.001.013.005.004. | 0.0000 | Material | 0 | 0.0000
610580 | A-1405-2BHK Int. Flat Switch Socket Material | No. | 1.0000 | 1.0000 | 28162 | 6A 3Pin Socket (573424) | No. | 25.0000 | 290.0000 | 158.001.001.005.004.003.001.013.005.004. | 290.0000 | Material | 0 | 0.0000
610580 | A-1405-2BHK Int. Flat Switch Socket Material | No. | 1.0000 | 1.0000 | 5240 | 6A One way Switch (573400) | No. | 51.0000 | 72.7600 | 158.001.001.005.004.003.001.013.005.004. | 0.0000 | Material | 0 | 0.0000
610580 | A-1405-2BHK Int. Flat Switch Socket Material | No. | 1.0000 | 1.0000 | 2556 | Angle Holder | No. | 5.0000 | 28.0000 | 158.001.001.005.004.003.001.013.005.004. | 0.0000 | Material | 0 | 0.0000
610580 | A-1405-2BHK Int. Flat Switch Socket Material | No. | 1.0000 | 1.0000 | 5244 | Blank Plate 1m (573449) | No. | 9.0000 | 19.8400 | 158.001.001.005.004.003.001.013.005.004. | 0.0000 | Material | 0 | 0.0000
610580 | A-1405-2BHK Int. Flat Switch Socket Material | No. | 1.0000 | 1.0000 | 1714 | Connector | No. | 4.0000 | 9.0000 | 158.001.001.005.004.003.001.013.005.004. | 0.0000 | Material | 0 | 0.0000
610580 | A-1405-2BHK Int. Flat Switch Socket Material | No. | 1.0000 | 1.0000 | 6758 | Fan Step Reg (573469) | No. | 6.0000 | 432.3400 | 158.001.001.005.004.003.001.013.005.004. | 0.0000 | Material | 0 | 0.0000
610580 | A-1405-2BHK Int. Flat Switch Socket Material | No. | 1.0000 | 1.0000 | 3287 | Round Plate 4" - No. | No. | 38.0000 | 9.0000 | 158.001.001.005.004.003.001.013.005.004. | 0.0000 | Material | 0 | 0.0000
610580 | A-1405-2BHK Int. Flat Switch Socket Material | No. | 1.0000 | 1.0000 | 9555 | Round Plate 6" | No. | 6.0000 | 6.0000 | 158.001.001.005.004.003.001.013.005.004. | 0.0000 | Material | 0 | 0.0000
610580 | A-1405-2BHK Int. Flat Switch Socket Material | No. | 1.0000 | 1.0000 | 6757 | T.V. Socket (573425) | No. | 3.0000 | 83.1600 | 158.001.001.005.004.003.001.013.005.004. | 0.0000 | Material | 0 | 0.0000
610580 | A-1405-2BHK Int. Flat Switch Socket Material | No. | 1.0000 | 1.0000 | 5242 | Tel. Socket 1mod (573426) | No. | 1.0000 | 79.3800 | 158.001.001.005.004.003.001.013.005.004. | 0.0000 | Material | 0 | 0.0000
673855 | A-1405-2BHK Internal Flat Wiring. | No. | 1.0000 | 1.0000 | 23458 | 2 Pair telephone cable | Mtrs | 0.0000 | 50.0000 | 158.001.001.005.004.003.001.013.005.005. | 50.0000 | Material | 0 | 0.0000
673855 | A-1405-2BHK Internal Flat Wiring. | No. | 1.0000 | 1.0000 | 12468 | PVC Copper Wire 1.5 Sqmm black | Mtrs | 123.7750 | 8.8600 | 158.001.001.005.004.003.001.013.005.005. | 8.8600 | Material | 0 | 0.0000
673855 | A-1405-2BHK Internal Flat Wiring. | No. | 1.0000 | 1.0000 | 12530 | PVC Copper Wire 1.5 Sqmm blue | Mtrs | 105.7500 | 8.8600 | 158.001.001.005.004.003.001.013.005.005. | 8.8600 | Material | 0 | 0.0000
673855 | A-1405-2BHK Internal Flat Wiring. | No. | 1.0000 | 1.0000 | 12469 | PVC Copper Wire 1.5 Sqmm green | Mtrs | 78.9800 | 8.8700 | 158.001.001.005.004.003.001.013.005.005. | 0.0000 | Material | 0 | 0.0000
673855 | A-1405-2BHK Internal Flat Wiring. | No. | 1.0000 | 1.0000 | 26439 | PVC Copper Wire 1.5 Sqmm Grey | Mtrs | 0.0000 | 100.0000 | 158.001.001.005.004.003.001.013.005.005. | 100.0000 | Material | 0 | 0.0000
673855 | A-1405-2BHK Internal Flat Wiring. | No. | 1.0000 | 1.0000 | 12466 | PVC Copper Wire 1.5 Sqmm red | Mtrs | 35.5000 | 8.8700 | 158.001.001.005.004.003.001.013.005.005. | 8.8700 | Material | 0 | 0.0000
673855 | A-1405-2BHK Internal Flat Wiring. | No. | 1.0000 | 1.0000 | 12529 | PVC Copper Wire 1.5 Sqmm yellow | Mtrs | 151.3250 | 10.0000 | 158.001.001.005.004.003.001.013.005.005. | 10.0000 | Material | 0 | 0.0000
673855 | A-1405-2BHK Internal Flat Wiring. | No. | 1.0000 | 1.0000 | 12471 | PVC Copper Wire 2.5 Sqmm black | Mtrs | 110.7250 | 14.2800 | 158.001.001.005.004.003.001.013.005.005. | 14.2800 | Material | 0 | 0.0000
673855 | A-1405-2BHK Internal Flat Wiring. | No. | 1.0000 | 1.0000 | 12527 | PVC Copper Wire 2.5 Sqmm blue | Mtrs | 0 | 14.2800 | 158.001.001.005.004.003.001.013.005.005. | 0.0000 | Material | 0 | 0.0000
673855 | A-1405-2BHK Internal Flat Wiring. | No. | 1.0000 | 1.0000 | 12472 | PVC Copper Wire 2.5 Sqmm green | Mtrs | 65.9800 | 14.2800 | 158.001.001.005.004.003.001.013.005.005. | 0.0000 | Material | 0 | 0.0000
673855 | A-1405-2BHK Internal Flat Wiring. | No. | 1.0000 | 1.0000 | 12470 | PVC Copper Wire 2.5 Sqmm red | Mtrs | 75.2500 | 14.2800 | 158.001.001.005.004.003.001.013.005.005. | 0.0000 | Material | 0 | 0.0000
673855 | A-1405-2BHK Internal Flat Wiring. | No. | 1.0000 | 1.0000 | 12528 | PVC Copper Wire 2.5 Sqmm yellow | Mtrs | 0.0000 | 14.2800 | 158.001.001.005.004.003.001.013.005.005. | 14.2800 | Material | 0 | 0.0000
673855 | A-1405-2BHK Internal Flat Wiring. | No. | 1.0000 | 1.0000 | 12475 | PVC Copper Wire 4 Sqmm black | Mtrs | 115.8500 | 21.1200 | 158.001.001.005.004.003.001.013.005.005. | 0.0000 | Material | 0 | 0.0000
673855 | A-1405-2BHK Internal Flat Wiring. | No. | 1.0000 | 1.0000 | 13068 | PVC Copper Wire 4 Sqmm blue | Mtrs | 77.5000 | 10.0000 | 158.001.001.005.004.003.001.013.005.005. | 0.0000 | Material | 0 | 0.0000
673855 | A-1405-2BHK Internal Flat Wiring. | No. | 1.0000 | 1.0000 | 12474 | PVC Copper Wire 4 Sqmm red | Mtrs | 0.0000 | 21.1200 | 158.001.001.005.004.003.001.013.005.005. | 0.0000 | Material | 0 | 0.0000
673855 | A-1405-2BHK Internal Flat Wiring. | No. | 1.0000 | 1.0000 | 13067 | PVC Copper Wire 4 Sqmm yellow | Mtrs | 81.9250 | 10.0000 | 158.001.001.005.004.003.001.013.005.005. | 0.0000 | Material | 0 | 0.0000
673855 | A-1405-2BHK Internal Flat Wiring. | No. | 1.0000 | 1.0000 | 1010 | RG-6 Co-Axial Cable | Mtrs | 0.0000 | 14.3900 | 158.001.001.005.004.003.001.013.005.005. | 0.0000 | Material | 0 | 0.0000
570161 | A-1406-2BHK Internal Electrical work | No. | 1.0000 | 1.0000 | 26454 | 12 Module GI Concealed Box | No. | 2.0000 | 255.0000 | 158.001.001.005.004.003.001.013.006.001. | 255.0000 | Material | 0 | 0.0000
570161 | A-1406-2BHK Internal Electrical work | No. | 1.0000 | 1.0000 | 5245 | 12M Plate (575770) | No. | 2.0000 | 225.8600 | 158.001.001.005.004.003.001.013.006.001. | 0.0000 | Material | 0 | 0.0000
570161 | A-1406-2BHK Internal Electrical work | No. | 1.0000 | 1.0000 | 26448 | 2 Module GI Concealed Box | No. | 9.0000 | 75.0000 | 158.001.001.005.004.003.001.013.006.001. | 75.0000 | Material | 0 | 0.0000
570161 | A-1406-2BHK Internal Electrical work | No. | 1.0000 | 1.0000 | 5250 | 2M Plate (575710) | No. | 9.0000 | 60.4800 | 158.001.001.005.004.003.001.013.006.001. | 0.0000 | Material | 0 | 0.0000
570161 | A-1406-2BHK Internal Electrical work | No. | 1.0000 | 1.0000 | 26449 | 3 Module GI Concealed Box | No. | 11.0000 | 105.0000 | 158.001.001.005.004.003.001.013.006.001. | 105.0000 | Material | 0 | 0.0000
570161 | A-1406-2BHK Internal Electrical work | No. | 1.0000 | 1.0000 | 5249 | 3M Plate (575720) | No. | 11.0000 | 68.9800 | 158.001.001.005.004.003.001.013.006.001. | 0.0000 | Material | 0 | 0.0000
570161 | A-1406-2BHK Internal Electrical work | No. | 1.0000 | 1.0000 | 26450 | 4 Module GI Concealed Box | No. | 3.0000 | 130.0000 | 158.001.001.005.004.003.001.013.006.001. | 130.0000 | Material | 0 | 0.0000
570161 | A-1406-2BHK Internal Electrical work | No. | 1.0000 | 1.0000 | 5248 | 4M Plate (575730) | No. | 3.0000 | 72.7600 | 158.001.001.005.004.003.001.013.006.001. | 0.0000 | Material | 0 | 0.0000
570161 | A-1406-2BHK Internal Electrical work | No. | 1.0000 | 1.0000 | 26451 | 6 Module GI Concealed Box | No. | 7.0000 | 160.0000 | 158.001.001.005.004.003.001.013.006.001. | 160.0000 | Material | 0 | 0.0000
570161 | A-1406-2BHK Internal Electrical work | No. | 1.0000 | 1.0000 | 5247 | 6M Plate (575740) | No. | 7.0000 | 131.3500 | 158.001.001.005.004.003.001.013.006.001. | 0.0000 | Material | 0 | 0.0000
570161 | A-1406-2BHK Internal Electrical work | No. | 1.0000 | 1.0000 | 26452 | 8 Module GI Concealed Box | No. | 4.0000 | 215.0000 | 158.001.001.005.004.003.001.013.006.001. | 215.0000 | Material | 0 | 0.0000
570161 | A-1406-2BHK Internal Electrical work | No. | 1.0000 | 1.0000 | 5246 | 8M Hzl Plate (575750) | No. | 4.0000 | 144.5800 | 158.001.001.005.004.003.001.013.006.001. | 0.0000 | Material | 0 | 0.0000
570170 | A-1406-2BHK Wall Conduting Material 2BHK | No. | 1.0000 | 1.0000 | 8482 | Flexible Pipe 3/4" | Mtrs | 3.0000 | 5.2500 | 158.001.001.005.004.003.001.013.006.002. | 0.0000 | Material | 0 | 0.0000
570170 | A-1406-2BHK Wall Conduting Material 2BHK | No. | 1.0000 | 1.0000 | 501 | Nails 3" | Kgs | 0.5000 | 63.0000 | 158.001.001.005.004.003.001.013.006.002. | 0.0000 | Material | 0 | 0.0000
570170 | A-1406-2BHK Wall Conduting Material 2BHK | No. | 1.0000 | 1.0000 | 3246 | PVC 1 way Junction Box 1" | No. | 4.0000 | 18.2000 | 158.001.001.005.004.003.001.013.006.002. | 0.0000 | Material | 0 | 0.0000
570170 | A-1406-2BHK Wall Conduting Material 2BHK | No. | 1.0000 | 1.0000 | 838 | PVC Conduit Bend 1" | No. | 13.0000 | 6.3500 | 158.001.001.005.004.003.001.013.006.002. | 6.3500 | Material | 0 | 0.0000
570170 | A-1406-2BHK Wall Conduting Material 2BHK | No. | 1.0000 | 1.0000 | 837 | PVC Conduit Pipe 1" mtrs | Mtrs | 90.0000 | 18.6000 | 158.001.001.005.004.003.001.013.006.002. | 18.6000 | Material | 0 | 0.0000
604535 | A-1406-2BHK Internal Flat DB Work | No. | 1.0000 | 1.0000 | 28289 | 10A Single Pole MCB (IH31P0C010) | No. | 4.0000 | 100.0000 | 158.001.001.005.004.003.001.013.006.003. | 100.0000 | Material | 0 | 0.0000
604535 | A-1406-2BHK Internal Flat DB Work | No. | 1.0000 | 1.0000 | 28297 | 20A Single Pole MCB (IH31P0C020) | No. | 8.0000 | 300.0000 | 158.001.001.005.004.003.001.013.006.003. | 300.0000 | Material | 0 | 0.0000
604535 | A-1406-2BHK Internal Flat DB Work | No. | 1.0000 | 1.0000 | 28776 | 4 Way TPN DB with tel. compartment IHETPNYV004 | No. | 1.0000 | 118.0000 | 158.001.001.005.004.003.001.013.006.003. | 100.0000 | Material | 45 | 18.0000 | C+S GST 18% I/P RD
604535 | A-1406-2BHK Internal Flat DB Work | No. | 1.0000 | 1.0000 | 28545 | 40 AMP RCCB 4 Pole 30ma IH3R440030 | No. | 1.0000 | 118.0000 | 158.001.001.005.004.003.001.013.006.003. | 100.0000 | Material | 45 | 18.0000 | C+S GST 18% I/P RD
610581 | A-1406-2BHK Int. Flat Switch Socket Material | No. | 1.0000 | 1.0000 | 5238 | 16A 1way switch w indi.(572063 | No. | 8.0000 | 127.5800 | 158.001.001.005.004.003.001.013.006.004. | 0.0000 | Material | 0 | 0.0000
610581 | A-1406-2BHK Int. Flat Switch Socket Material | No. | 1.0000 | 1.0000 | 8655 | 16A socket (573471) | No. | 10.0000 | 254.0000 | 158.001.001.005.004.003.001.013.006.004. | 254.0000 | Material | 0 | 0.0000
610581 | A-1406-2BHK Int. Flat Switch Socket Material | No. | 1.0000 | 1.0000 | 793 | 6 A Bell Push (573413) | No. | 1.0000 | 22.0500 | 158.001.001.005.004.003.001.013.006.004. | 0.0000 | Material | 0 | 0.0000
610581 | A-1406-2BHK Int. Flat Switch Socket Material | No. | 1.0000 | 1.0000 | 7294 | 6A 2 Way Switch (573402) | No. | 4.0000 | 130.0000 | 158.001.001.005.004.003.001.013.006.004. | 0.0000 | Material | 0 | 0.0000
610581 | A-1406-2BHK Int. Flat Switch Socket Material | No. | 1.0000 | 1.0000 | 28162 | 6A 3Pin Socket (573424) | No. | 25.0000 | 290.0000 | 158.001.001.005.004.003.001.013.006.004. | 290.0000 | Material | 0 | 0.0000
610581 | A-1406-2BHK Int. Flat Switch Socket Material | No. | 1.0000 | 1.0000 | 5240 | 6A One way Switch (573400) | No. | 51.0000 | 72.7600 | 158.001.001.005.004.003.001.013.006.004. | 0.0000 | Material | 0 | 0.0000
610581 | A-1406-2BHK Int. Flat Switch Socket Material | No. | 1.0000 | 1.0000 | 2556 | Angle Holder | No. | 5.0000 | 28.0000 | 158.001.001.005.004.003.001.013.006.004. | 0.0000 | Material | 0 | 0.0000
610581 | A-1406-2BHK Int. Flat Switch Socket Material | No. | 1.0000 | 1.0000 | 5244 | Blank Plate 1m (573449) | No. | 9.0000 | 19.8400 | 158.001.001.005.004.003.001.013.006.004. | 0.0000 | Material | 0 | 0.0000
610581 | A-1406-2BHK Int. Flat Switch Socket Material | No. | 1.0000 | 1.0000 | 1714 | Connector | No. | 4.0000 | 9.0000 | 158.001.001.005.004.003.001.013.006.004. | 0.0000 | Material | 0 | 0.0000
610581 | A-1406-2BHK Int. Flat Switch Socket Material | No. | 1.0000 | 1.0000 | 6758 | Fan Step Reg (573469) | No. | 6.0000 | 432.3400 | 158.001.001.005.004.003.001.013.006.004. | 0.0000 | Material | 0 | 0.0000
610581 | A-1406-2BHK Int. Flat Switch Socket Material | No. | 1.0000 | 1.0000 | 3287 | Round Plate 4" - No. | No. | 38.0000 | 9.0000 | 158.001.001.005.004.003.001.013.006.004. | 0.0000 | Material | 0 | 0.0000
610581 | A-1406-2BHK Int. Flat Switch Socket Material | No. | 1.0000 | 1.0000 | 9555 | Round Plate 6" | No. | 6.0000 | 6.0000 | 158.001.001.005.004.003.001.013.006.004. | 0.0000 | Material | 0 | 0.0000
610581 | A-1406-2BHK Int. Flat Switch Socket Material | No. | 1.0000 | 1.0000 | 6757 | T.V. Socket (573425) | No. | 3.0000 | 83.1600 | 158.001.001.005.004.003.001.013.006.004. | 0.0000 | Material | 0 | 0.0000
610581 | A-1406-2BHK Int. Flat Switch Socket Material | No. | 1.0000 | 1.0000 | 5242 | Tel. Socket 1mod (573426) | No. | 1.0000 | 79.3800 | 158.001.001.005.004.003.001.013.006.004. | 0.0000 | Material | 0 | 0.0000
673856 | A-1406-2BHK Internal Flat Wiring. | No. | 1.0000 | 1.0000 | 23458 | 2 Pair telephone cable | Mtrs | 0.0000 | 50.0000 | 158.001.001.005.004.003.001.013.006.005. | 50.0000 | Material | 0 | 0.0000
673856 | A-1406-2BHK Internal Flat Wiring. | No. | 1.0000 | 1.0000 | 12468 | PVC Copper Wire 1.5 Sqmm black | Mtrs | 123.7750 | 8.8600 | 158.001.001.005.004.003.001.013.006.005. | 8.8600 | Material | 0 | 0.0000
673856 | A-1406-2BHK Internal Flat Wiring. | No. | 1.0000 | 1.0000 | 12530 | PVC Copper Wire 1.5 Sqmm blue | Mtrs | 105.7500 | 8.8600 | 158.001.001.005.004.003.001.013.006.005. | 8.8600 | Material | 0 | 0.0000
673856 | A-1406-2BHK Internal Flat Wiring. | No. | 1.0000 | 1.0000 | 12469 | PVC Copper Wire 1.5 Sqmm green | Mtrs | 78.9800 | 8.8700 | 158.001.001.005.004.003.001.013.006.005. | 0.0000 | Material | 0 | 0.0000
673856 | A-1406-2BHK Internal Flat Wiring. | No. | 1.0000 | 1.0000 | 26439 | PVC Copper Wire 1.5 Sqmm Grey | Mtrs | 0.0000 | 100.0000 | 158.001.001.005.004.003.001.013.006.005. | 100.0000 | Material | 0 | 0.0000
673856 | A-1406-2BHK Internal Flat Wiring. | No. | 1.0000 | 1.0000 | 12466 | PVC Copper Wire 1.5 Sqmm red | Mtrs | 35.5000 | 8.8700 | 158.001.001.005.004.003.001.013.006.005. | 8.8700 | Material | 0 | 0.0000
673856 | A-1406-2BHK Internal Flat Wiring. | No. | 1.0000 | 1.0000 | 12529 | PVC Copper Wire 1.5 Sqmm yellow | Mtrs | 151.3250 | 10.0000 | 158.001.001.005.004.003.001.013.006.005. | 10.0000 | Material | 0 | 0.0000
673856 | A-1406-2BHK Internal Flat Wiring. | No. | 1.0000 | 1.0000 | 12471 | PVC Copper Wire 2.5 Sqmm black | Mtrs | 110.7250 | 14.2800 | 158.001.001.005.004.003.001.013.006.005. | 14.2800 | Material | 0 | 0.0000
673856 | A-1406-2BHK Internal Flat Wiring. | No. | 1.0000 | 1.0000 | 12527 | PVC Copper Wire 2.5 Sqmm blue | Mtrs | 0 | 14.2800 | 158.001.001.005.004.003.001.013.006.005. | 0.0000 | Material | 0 | 0.0000
673856 | A-1406-2BHK Internal Flat Wiring. | No. | 1.0000 | 1.0000 | 12472 | PVC Copper Wire 2.5 Sqmm green | Mtrs | 65.9800 | 14.2800 | 158.001.001.005.004.003.001.013.006.005. | 0.0000 | Material | 0 | 0.0000
673856 | A-1406-2BHK Internal Flat Wiring. | No. | 1.0000 | 1.0000 | 12470 | PVC Copper Wire 2.5 Sqmm red | Mtrs | 75.2500 | 14.2800 | 158.001.001.005.004.003.001.013.006.005. | 0.0000 | Material | 0 | 0.0000
673856 | A-1406-2BHK Internal Flat Wiring. | No. | 1.0000 | 1.0000 | 12528 | PVC Copper Wire 2.5 Sqmm yellow | Mtrs | 0.0000 | 14.2800 | 158.001.001.005.004.003.001.013.006.005. | 14.2800 | Material | 0 | 0.0000
673856 | A-1406-2BHK Internal Flat Wiring. | No. | 1.0000 | 1.0000 | 12475 | PVC Copper Wire 4 Sqmm black | Mtrs | 115.8500 | 21.1200 | 158.001.001.005.004.003.001.013.006.005. | 0.0000 | Material | 0 | 0.0000
673856 | A-1406-2BHK Internal Flat Wiring. | No. | 1.0000 | 1.0000 | 13068 | PVC Copper Wire 4 Sqmm blue | Mtrs | 77.5000 | 10.0000 | 158.001.001.005.004.003.001.013.006.005. | 0.0000 | Material | 0 | 0.0000
673856 | A-1406-2BHK Internal Flat Wiring. | No. | 1.0000 | 1.0000 | 12474 | PVC Copper Wire 4 Sqmm red | Mtrs | 0.0000 | 21.1200 | 158.001.001.005.004.003.001.013.006.005. | 0.0000 | Material | 0 | 0.0000
673856 | A-1406-2BHK Internal Flat Wiring. | No. | 1.0000 | 1.0000 | 13067 | PVC Copper Wire 4 Sqmm yellow | Mtrs | 81.9250 | 10.0000 | 158.001.001.005.004.003.001.013.006.005. | 0.0000 | Material | 0 | 0.0000
673856 | A-1406-2BHK Internal Flat Wiring. | No. | 1.0000 | 1.0000 | 1010 | RG-6 Co-Axial Cable | Mtrs | 0.0000 | 14.3900 | 158.001.001.005.004.003.001.013.006.005. | 0.0000 | Material | 0 | 0.0000
570162 | A-1407-2BHK Internal Electrical work | No. | 1.0000 | 1.0000 | 26454 | 12 Module GI Concealed Box | No. | 2.0000 | 255.0000 | 158.001.001.005.004.003.001.013.007.001. | 255.0000 | Material | 0 | 0.0000
570162 | A-1407-2BHK Internal Electrical work | No. | 1.0000 | 1.0000 | 5245 | 12M Plate (575770) | No. | 2.0000 | 225.8600 | 158.001.001.005.004.003.001.013.007.001. | 0.0000 | Material | 0 | 0.0000
570162 | A-1407-2BHK Internal Electrical work | No. | 1.0000 | 1.0000 | 26448 | 2 Module GI Concealed Box | No. | 9.0000 | 75.0000 | 158.001.001.005.004.003.001.013.007.001. | 75.0000 | Material | 0 | 0.0000
570162 | A-1407-2BHK Internal Electrical work | No. | 1.0000 | 1.0000 | 5250 | 2M Plate (575710) | No. | 9.0000 | 60.4800 | 158.001.001.005.004.003.001.013.007.001. | 0.0000 | Material | 0 | 0.0000
570162 | A-1407-2BHK Internal Electrical work | No. | 1.0000 | 1.0000 | 26449 | 3 Module GI Concealed Box | No. | 11.0000 | 105.0000 | 158.001.001.005.004.003.001.013.007.001. | 105.0000 | Material | 0 | 0.0000
570162 | A-1407-2BHK Internal Electrical work | No. | 1.0000 | 1.0000 | 5249 | 3M Plate (575720) | No. | 11.0000 | 68.9800 | 158.001.001.005.004.003.001.013.007.001. | 0.0000 | Material | 0 | 0.0000
570162 | A-1407-2BHK Internal Electrical work | No. | 1.0000 | 1.0000 | 26450 | 4 Module GI Concealed Box | No. | 3.0000 | 130.0000 | 158.001.001.005.004.003.001.013.007.001. | 130.0000 | Material | 0 | 0.0000
570162 | A-1407-2BHK Internal Electrical work | No. | 1.0000 | 1.0000 | 5248 | 4M Plate (575730) | No. | 3.0000 | 72.7600 | 158.001.001.005.004.003.001.013.007.001. | 0.0000 | Material | 0 | 0.0000
570162 | A-1407-2BHK Internal Electrical work | No. | 1.0000 | 1.0000 | 26451 | 6 Module GI Concealed Box | No. | 7.0000 | 160.0000 | 158.001.001.005.004.003.001.013.007.001. | 160.0000 | Material | 0 | 0.0000
570162 | A-1407-2BHK Internal Electrical work | No. | 1.0000 | 1.0000 | 5247 | 6M Plate (575740) | No. | 7.0000 | 131.3500 | 158.001.001.005.004.003.001.013.007.001. | 0.0000 | Material | 0 | 0.0000
570162 | A-1407-2BHK Internal Electrical work | No. | 1.0000 | 1.0000 | 26452 | 8 Module GI Concealed Box | No. | 4.0000 | 215.0000 | 158.001.001.005.004.003.001.013.007.001. | 215.0000 | Material | 0 | 0.0000
570162 | A-1407-2BHK Internal Electrical work | No. | 1.0000 | 1.0000 | 5246 | 8M Hzl Plate (575750) | No. | 4.0000 | 144.5800 | 158.001.001.005.004.003.001.013.007.001. | 0.0000 | Material | 0 | 0.0000
570171 | A-1407-2BHK Wall Conduting Material 2BHK | No. | 1.0000 | 1.0000 | 8482 | Flexible Pipe 3/4" | Mtrs | 3.0000 | 5.2500 | 158.001.001.005.004.003.001.013.007.002. | 0.0000 | Material | 0 | 0.0000
570171 | A-1407-2BHK Wall Conduting Material 2BHK | No. | 1.0000 | 1.0000 | 501 | Nails 3" | Kgs | 0.5000 | 63.0000 | 158.001.001.005.004.003.001.013.007.002. | 0.0000 | Material | 0 | 0.0000
570171 | A-1407-2BHK Wall Conduting Material 2BHK | No. | 1.0000 | 1.0000 | 3246 | PVC 1 way Junction Box 1" | No. | 4.0000 | 18.2000 | 158.001.001.005.004.003.001.013.007.002. | 0.0000 | Material | 0 | 0.0000
570171 | A-1407-2BHK Wall Conduting Material 2BHK | No. | 1.0000 | 1.0000 | 838 | PVC Conduit Bend 1" | No. | 13.0000 | 6.3500 | 158.001.001.005.004.003.001.013.007.002. | 6.3500 | Material | 0 | 0.0000
570171 | A-1407-2BHK Wall Conduting Material 2BHK | No. | 1.0000 | 1.0000 | 837 | PVC Conduit Pipe 1" mtrs | Mtrs | 90.0000 | 18.6000 | 158.001.001.005.004.003.001.013.007.002. | 18.6000 | Material | 0 | 0.0000
604536 | A-1407-2BHK Internal Flat DB Work | No. | 1.0000 | 1.0000 | 28289 | 10A Single Pole MCB (IH31P0C010) | No. | 4.0000 | 100.0000 | 158.001.001.005.004.003.001.013.007.003. | 100.0000 | Material | 0 | 0.0000
604536 | A-1407-2BHK Internal Flat DB Work | No. | 1.0000 | 1.0000 | 28297 | 20A Single Pole MCB (IH31P0C020) | No. | 8.0000 | 300.0000 | 158.001.001.005.004.003.001.013.007.003. | 300.0000 | Material | 0 | 0.0000
604536 | A-1407-2BHK Internal Flat DB Work | No. | 1.0000 | 1.0000 | 28776 | 4 Way TPN DB with tel. compartment IHETPNYV004 | No. | 1.0000 | 118.0000 | 158.001.001.005.004.003.001.013.007.003. | 100.0000 | Material | 45 | 18.0000 | C+S GST 18% I/P RD
604536 | A-1407-2BHK Internal Flat DB Work | No. | 1.0000 | 1.0000 | 28545 | 40 AMP RCCB 4 Pole 30ma IH3R440030 | No. | 1.0000 | 118.0000 | 158.001.001.005.004.003.001.013.007.003. | 100.0000 | Material | 45 | 18.0000 | C+S GST 18% I/P RD
610582 | A-1407-2BHK Int. Flat Switch Socket Material | No. | 1.0000 | 1.0000 | 5238 | 16A 1way switch w indi.(572063 | No. | 8.0000 | 127.5800 | 158.001.001.005.004.003.001.013.007.004. | 0.0000 | Material | 0 | 0.0000
610582 | A-1407-2BHK Int. Flat Switch Socket Material | No. | 1.0000 | 1.0000 | 8655 | 16A socket (573471) | No. | 10.0000 | 254.0000 | 158.001.001.005.004.003.001.013.007.004. | 254.0000 | Material | 0 | 0.0000
610582 | A-1407-2BHK Int. Flat Switch Socket Material | No. | 1.0000 | 1.0000 | 793 | 6 A Bell Push (573413) | No. | 1.0000 | 22.0500 | 158.001.001.005.004.003.001.013.007.004. | 0.0000 | Material | 0 | 0.0000
610582 | A-1407-2BHK Int. Flat Switch Socket Material | No. | 1.0000 | 1.0000 | 7294 | 6A 2 Way Switch (573402) | No. | 4.0000 | 130.0000 | 158.001.001.005.004.003.001.013.007.004. | 0.0000 | Material | 0 | 0.0000
610582 | A-1407-2BHK Int. Flat Switch Socket Material | No. | 1.0000 | 1.0000 | 28162 | 6A 3Pin Socket (573424) | No. | 25.0000 | 290.0000 | 158.001.001.005.004.003.001.013.007.004. | 290.0000 | Material | 0 | 0.0000
610582 | A-1407-2BHK Int. Flat Switch Socket Material | No. | 1.0000 | 1.0000 | 5240 | 6A One way Switch (573400) | No. | 51.0000 | 72.7600 | 158.001.001.005.004.003.001.013.007.004. | 0.0000 | Material | 0 | 0.0000
610582 | A-1407-2BHK Int. Flat Switch Socket Material | No. | 1.0000 | 1.0000 | 2556 | Angle Holder | No. | 5.0000 | 28.0000 | 158.001.001.005.004.003.001.013.007.004. | 0.0000 | Material | 0 | 0.0000
610582 | A-1407-2BHK Int. Flat Switch Socket Material | No. | 1.0000 | 1.0000 | 5244 | Blank Plate 1m (573449) | No. | 9.0000 | 19.8400 | 158.001.001.005.004.003.001.013.007.004. | 0.0000 | Material | 0 | 0.0000
610582 | A-1407-2BHK Int. Flat Switch Socket Material | No. | 1.0000 | 1.0000 | 1714 | Connector | No. | 4.0000 | 9.0000 | 158.001.001.005.004.003.001.013.007.004. | 0.0000 | Material | 0 | 0.0000
610582 | A-1407-2BHK Int. Flat Switch Socket Material | No. | 1.0000 | 1.0000 | 6758 | Fan Step Reg (573469) | No. | 6.0000 | 432.3400 | 158.001.001.005.004.003.001.013.007.004. | 0.0000 | Material | 0 | 0.0000
610582 | A-1407-2BHK Int. Flat Switch Socket Material | No. | 1.0000 | 1.0000 | 3287 | Round Plate 4" - No. | No. | 38.0000 | 9.0000 | 158.001.001.005.004.003.001.013.007.004. | 0.0000 | Material | 0 | 0.0000
610582 | A-1407-2BHK Int. Flat Switch Socket Material | No. | 1.0000 | 1.0000 | 9555 | Round Plate 6" | No. | 6.0000 | 6.0000 | 158.001.001.005.004.003.001.013.007.004. | 0.0000 | Material | 0 | 0.0000
610582 | A-1407-2BHK Int. Flat Switch Socket Material | No. | 1.0000 | 1.0000 | 6757 | T.V. Socket (573425) | No. | 3.0000 | 83.1600 | 158.001.001.005.004.003.001.013.007.004. | 0.0000 | Material | 0 | 0.0000
610582 | A-1407-2BHK Int. Flat Switch Socket Material | No. | 1.0000 | 1.0000 | 5242 | Tel. Socket 1mod (573426) | No. | 1.0000 | 79.3800 | 158.001.001.005.004.003.001.013.007.004. | 0.0000 | Material | 0 | 0.0000
673857 | A-1407-2BHK Internal Flat Wiring. | No. | 1.0000 | 1.0000 | 23458 | 2 Pair telephone cable | Mtrs | 0.0000 | 50.0000 | 158.001.001.005.004.003.001.013.007.005. | 50.0000 | Material | 0 | 0.0000
673857 | A-1407-2BHK Internal Flat Wiring. | No. | 1.0000 | 1.0000 | 12468 | PVC Copper Wire 1.5 Sqmm black | Mtrs | 123.7750 | 8.8600 | 158.001.001.005.004.003.001.013.007.005. | 8.8600 | Material | 0 | 0.0000
673857 | A-1407-2BHK Internal Flat Wiring. | No. | 1.0000 | 1.0000 | 12530 | PVC Copper Wire 1.5 Sqmm blue | Mtrs | 105.7500 | 8.8600 | 158.001.001.005.004.003.001.013.007.005. | 8.8600 | Material | 0 | 0.0000
673857 | A-1407-2BHK Internal Flat Wiring. | No. | 1.0000 | 1.0000 | 12469 | PVC Copper Wire 1.5 Sqmm green | Mtrs | 78.9800 | 8.8700 | 158.001.001.005.004.003.001.013.007.005. | 0.0000 | Material | 0 | 0.0000
673857 | A-1407-2BHK Internal Flat Wiring. | No. | 1.0000 | 1.0000 | 26439 | PVC Copper Wire 1.5 Sqmm Grey | Mtrs | 0.0000 | 100.0000 | 158.001.001.005.004.003.001.013.007.005. | 100.0000 | Material | 0 | 0.0000
673857 | A-1407-2BHK Internal Flat Wiring. | No. | 1.0000 | 1.0000 | 12466 | PVC Copper Wire 1.5 Sqmm red | Mtrs | 35.5000 | 8.8700 | 158.001.001.005.004.003.001.013.007.005. | 8.8700 | Material | 0 | 0.0000
673857 | A-1407-2BHK Internal Flat Wiring. | No. | 1.0000 | 1.0000 | 12529 | PVC Copper Wire 1.5 Sqmm yellow | Mtrs | 151.3250 | 10.0000 | 158.001.001.005.004.003.001.013.007.005. | 10.0000 | Material | 0 | 0.0000
673857 | A-1407-2BHK Internal Flat Wiring. | No. | 1.0000 | 1.0000 | 12471 | PVC Copper Wire 2.5 Sqmm black | Mtrs | 110.7250 | 14.2800 | 158.001.001.005.004.003.001.013.007.005. | 14.2800 | Material | 0 | 0.0000
673857 | A-1407-2BHK Internal Flat Wiring. | No. | 1.0000 | 1.0000 | 12527 | PVC Copper Wire 2.5 Sqmm blue | Mtrs | 0 | 14.2800 | 158.001.001.005.004.003.001.013.007.005. | 0.0000 | Material | 0 | 0.0000
673857 | A-1407-2BHK Internal Flat Wiring. | No. | 1.0000 | 1.0000 | 12472 | PVC Copper Wire 2.5 Sqmm green | Mtrs | 65.9800 | 14.2800 | 158.001.001.005.004.003.001.013.007.005. | 0.0000 | Material | 0 | 0.0000
673857 | A-1407-2BHK Internal Flat Wiring. | No. | 1.0000 | 1.0000 | 12470 | PVC Copper Wire 2.5 Sqmm red | Mtrs | 75.2500 | 14.2800 | 158.001.001.005.004.003.001.013.007.005. | 0.0000 | Material | 0 | 0.0000
673857 | A-1407-2BHK Internal Flat Wiring. | No. | 1.0000 | 1.0000 | 12528 | PVC Copper Wire 2.5 Sqmm yellow | Mtrs | 0.0000 | 14.2800 | 158.001.001.005.004.003.001.013.007.005. | 14.2800 | Material | 0 | 0.0000
673857 | A-1407-2BHK Internal Flat Wiring. | No. | 1.0000 | 1.0000 | 12475 | PVC Copper Wire 4 Sqmm black | Mtrs | 115.8500 | 21.1200 | 158.001.001.005.004.003.001.013.007.005. | 0.0000 | Material | 0 | 0.0000
673857 | A-1407-2BHK Internal Flat Wiring. | No. | 1.0000 | 1.0000 | 13068 | PVC Copper Wire 4 Sqmm blue | Mtrs | 77.5000 | 10.0000 | 158.001.001.005.004.003.001.013.007.005. | 0.0000 | Material | 0 | 0.0000
673857 | A-1407-2BHK Internal Flat Wiring. | No. | 1.0000 | 1.0000 | 12474 | PVC Copper Wire 4 Sqmm red | Mtrs | 0.0000 | 21.1200 | 158.001.001.005.004.003.001.013.007.005. | 0.0000 | Material | 0 | 0.0000
673857 | A-1407-2BHK Internal Flat Wiring. | No. | 1.0000 | 1.0000 | 13067 | PVC Copper Wire 4 Sqmm yellow | Mtrs | 81.9250 | 10.0000 | 158.001.001.005.004.003.001.013.007.005. | 0.0000 | Material | 0 | 0.0000
673857 | A-1407-2BHK Internal Flat Wiring. | No. | 1.0000 | 1.0000 | 1010 | RG-6 Co-Axial Cable | Mtrs | 0.0000 | 14.3900 | 158.001.001.005.004.003.001.013.007.005. | 0.0000 | Material | 0 | 0.0000
570163 | A-1408-3BHK Internal Electrical work | No. | 1.0000 | 1.0000 | 26454 | 12 Module GI Concealed Box | No. | 2.0000 | 255.0000 | 158.001.001.005.004.003.001.013.008.001. | 255.0000 | Material | 0 | 0.0000
570163 | A-1408-3BHK Internal Electrical work | No. | 1.0000 | 1.0000 | 5245 | 12M Plate (575770) | No. | 2.0000 | 225.8600 | 158.001.001.005.004.003.001.013.008.001. | 0.0000 | Material | 0 | 0.0000
570163 | A-1408-3BHK Internal Electrical work | No. | 1.0000 | 1.0000 | 26448 | 2 Module GI Concealed Box | No. | 13.0000 | 75.0000 | 158.001.001.005.004.003.001.013.008.001. | 75.0000 | Material | 0 | 0.0000
570163 | A-1408-3BHK Internal Electrical work | No. | 1.0000 | 1.0000 | 5250 | 2M Plate (575710) | No. | 13.0000 | 60.4800 | 158.001.001.005.004.003.001.013.008.001. | 0.0000 | Material | 0 | 0.0000
570163 | A-1408-3BHK Internal Electrical work | No. | 1.0000 | 1.0000 | 26449 | 3 Module GI Concealed Box | No. | 11.0000 | 105.0000 | 158.001.001.005.004.003.001.013.008.001. | 105.0000 | Material | 0 | 0.0000
570163 | A-1408-3BHK Internal Electrical work | No. | 1.0000 | 1.0000 | 5249 | 3M Plate (575720) | No. | 11.0000 | 68.9800 | 158.001.001.005.004.003.001.013.008.001. | 0.0000 | Material | 0 | 0.0000
570163 | A-1408-3BHK Internal Electrical work | No. | 1.0000 | 1.0000 | 26450 | 4 Module GI Concealed Box | No. | 4.0000 | 130.0000 | 158.001.001.005.004.003.001.013.008.001. | 130.0000 | Material | 0 | 0.0000
570163 | A-1408-3BHK Internal Electrical work | No. | 1.0000 | 1.0000 | 5248 | 4M Plate (575730) | No. | 4.0000 | 72.7600 | 158.001.001.005.004.003.001.013.008.001. | 0.0000 | Material | 0 | 0.0000
570163 | A-1408-3BHK Internal Electrical work | No. | 1.0000 | 1.0000 | 26451 | 6 Module GI Concealed Box | No. | 9.0000 | 160.0000 | 158.001.001.005.004.003.001.013.008.001. | 160.0000 | Material | 0 | 0.0000
570163 | A-1408-3BHK Internal Electrical work | No. | 1.0000 | 1.0000 | 5247 | 6M Plate (575740) | No. | 9.0000 | 131.3500 | 158.001.001.005.004.003.001.013.008.001. | 0.0000 | Material | 0 | 0.0000
570163 | A-1408-3BHK Internal Electrical work | No. | 1.0000 | 1.0000 | 26452 | 8 Module GI Concealed Box | No. | 5.0000 | 215.0000 | 158.001.001.005.004.003.001.013.008.001. | 215.0000 | Material | 0 | 0.0000
570163 | A-1408-3BHK Internal Electrical work | No. | 1.0000 | 1.0000 | 5246 | 8M Hzl Plate (575750) | No. | 5.0000 | 144.5800 | 158.001.001.005.004.003.001.013.008.001. | 0.0000 | Material | 0 | 0.0000
570165 | A-1408-3BHK Wall Conduting Material | No. | 1.0000 | 1.0000 | 8482 | Flexible Pipe 3/4" | Mtrs | 3.0000 | 5.2500 | 158.001.001.005.004.003.001.013.008.002. | 0.0000 | Material | 0 | 0.0000
570165 | A-1408-3BHK Wall Conduting Material | No. | 1.0000 | 1.0000 | 501 | Nails 3" | Kgs | 0.5000 | 63.0000 | 158.001.001.005.004.003.001.013.008.002. | 0.0000 | Material | 0 | 0.0000
570165 | A-1408-3BHK Wall Conduting Material | No. | 1.0000 | 1.0000 | 3246 | PVC 1 way Junction Box 1" | No. | 6.0000 | 18.2000 | 158.001.001.005.004.003.001.013.008.002. | 0.0000 | Material | 0 | 0.0000
570165 | A-1408-3BHK Wall Conduting Material | No. | 1.0000 | 1.0000 | 838 | PVC Conduit Bend 1" | No. | 15.0000 | 6.3500 | 158.001.001.005.004.003.001.013.008.002. | 6.3500 | Material | 0 | 0.0000
570165 | A-1408-3BHK Wall Conduting Material | No. | 1.0000 | 1.0000 | 837 | PVC Conduit Pipe 1" mtrs | Mtrs | 105.0000 | 18.6000 | 158.001.001.005.004.003.001.013.008.002. | 18.6000 | Material | 0 | 0.0000
604537 | A-1408-3BHK Internal Flat DB Work | No. | 1.0000 | 1.0000 | 28289 | 10A Single Pole MCB (IH31P0C010) | No. | 3.0000 | 100.0000 | 158.001.001.005.004.003.001.013.008.003. | 100.0000 | Material | 0 | 0.0000
604537 | A-1408-3BHK Internal Flat DB Work | No. | 1.0000 | 1.0000 | 28297 | 20A Single Pole MCB (IH31P0C020) | No. | 9.0000 | 300.0000 | 158.001.001.005.004.003.001.013.008.003. | 300.0000 | Material | 0 | 0.0000
604537 | A-1408-3BHK Internal Flat DB Work | No. | 1.0000 | 1.0000 | 28545 | 40 AMP RCCB 4 Pole 30ma IH3R440030 | No. | 1.0000 | 118.0000 | 158.001.001.005.004.003.001.013.008.003. | 100.0000 | Material | 45 | 18.0000 | C+S GST 18% I/P RD
604537 | A-1408-3BHK Internal Flat DB Work | No. | 1.0000 | 1.0000 | 28777 | 6 Way TPN DB with tel. compartment IHETPNTV006 | No. | 1.0000 | 118.0000 | 158.001.001.005.004.003.001.013.008.003. | 100.0000 | Material | 45 | 18.0000 | C+S GST 18% I/P RD
606880 | A-1408-3BHK Int. Flat Switch Socket Material | No. | 1.0000 | 1.0000 | 5238 | 16A 1way switch w indi.(572063 | No. | 12.0000 | 127.5800 | 158.001.001.005.004.003.001.013.008.004. | 0.0000 | Material | 0 | 0.0000
606880 | A-1408-3BHK Int. Flat Switch Socket Material | No. | 1.0000 | 1.0000 | 8655 | 16A socket (573471) | No. | 12.0000 | 254.0000 | 158.001.001.005.004.003.001.013.008.004. | 254.0000 | Material | 0 | 0.0000
606880 | A-1408-3BHK Int. Flat Switch Socket Material | No. | 1.0000 | 1.0000 | 793 | 6 A Bell Push (573413) | No. | 1.0000 | 22.0500 | 158.001.001.005.004.003.001.013.008.004. | 0.0000 | Material | 0 | 0.0000
606880 | A-1408-3BHK Int. Flat Switch Socket Material | No. | 1.0000 | 1.0000 | 7294 | 6A 2 Way Switch (573402) | No. | 6.0000 | 130.0000 | 158.001.001.005.004.003.001.013.008.004. | 0.0000 | Material | 0 | 0.0000
606880 | A-1408-3BHK Int. Flat Switch Socket Material | No. | 1.0000 | 1.0000 | 28162 | 6A 3Pin Socket (573424) | No. | 30.0000 | 290.0000 | 158.001.001.005.004.003.001.013.008.004. | 290.0000 | Material | 0 | 0.0000
606880 | A-1408-3BHK Int. Flat Switch Socket Material | No. | 1.0000 | 1.0000 | 5240 | 6A One way Switch (573400) | No. | 61.0000 | 72.7600 | 158.001.001.005.004.003.001.013.008.004. | 0.0000 | Material | 0 | 0.0000
606880 | A-1408-3BHK Int. Flat Switch Socket Material | No. | 1.0000 | 1.0000 | 2556 | Angle Holder | No. | 6.0000 | 28.0000 | 158.001.001.005.004.003.001.013.008.004. | 0.0000 | Material | 0 | 0.0000
606880 | A-1408-3BHK Int. Flat Switch Socket Material | No. | 1.0000 | 1.0000 | 5244 | Blank Plate 1m (573449) | No. | 9.0000 | 19.8400 | 158.001.001.005.004.003.001.013.008.004. | 0.0000 | Material | 0 | 0.0000
606880 | A-1408-3BHK Int. Flat Switch Socket Material | No. | 1.0000 | 1.0000 | 1714 | Connector | No. | 5.0000 | 9.0000 | 158.001.001.005.004.003.001.013.008.004. | 0.0000 | Material | 0 | 0.0000
606880 | A-1408-3BHK Int. Flat Switch Socket Material | No. | 1.0000 | 1.0000 | 6758 | Fan Step Reg (573469) | No. | 7.0000 | 432.3400 | 158.001.001.005.004.003.001.013.008.004. | 0.0000 | Material | 0 | 0.0000
606880 | A-1408-3BHK Int. Flat Switch Socket Material | No. | 1.0000 | 1.0000 | 3287 | Round Plate 4" - No. | No. | 44.0000 | 9.0000 | 158.001.001.005.004.003.001.013.008.004. | 0.0000 | Material | 0 | 0.0000
606880 | A-1408-3BHK Int. Flat Switch Socket Material | No. | 1.0000 | 1.0000 | 9555 | Round Plate 6" | No. | 7.0000 | 6.0000 | 158.001.001.005.004.003.001.013.008.004. | 0.0000 | Material | 0 | 0.0000
606880 | A-1408-3BHK Int. Flat Switch Socket Material | No. | 1.0000 | 1.0000 | 6757 | T.V. Socket (573425) | No. | 4.0000 | 83.1600 | 158.001.001.005.004.003.001.013.008.004. | 0.0000 | Material | 0 | 0.0000
606880 | A-1408-3BHK Int. Flat Switch Socket Material | No. | 1.0000 | 1.0000 | 5242 | Tel. Socket 1mod (573426) | No. | 1.0000 | 79.3800 | 158.001.001.005.004.003.001.013.008.004. | 0.0000 | Material | 0 | 0.0000
673858 | A-1408-3BHK Internal Flat Wiring. | No. | 1.0000 | 1.0000 | 23458 | 2 Pair telephone cable | Mtrs | 0.0000 | 50.0000 | 158.001.001.005.004.003.001.013.008.005. | 50.0000 | Material | 0 | 0.0000
673858 | A-1408-3BHK Internal Flat Wiring. | No. | 1.0000 | 1.0000 | 12468 | PVC Copper Wire 1.5 Sqmm black | Mtrs | 123.7750 | 8.8600 | 158.001.001.005.004.003.001.013.008.005. | 8.8600 | Material | 0 | 0.0000
673858 | A-1408-3BHK Internal Flat Wiring. | No. | 1.0000 | 1.0000 | 12530 | PVC Copper Wire 1.5 Sqmm blue | Mtrs | 105.7500 | 8.8600 | 158.001.001.005.004.003.001.013.008.005. | 8.8600 | Material | 0 | 0.0000
673858 | A-1408-3BHK Internal Flat Wiring. | No. | 1.0000 | 1.0000 | 12469 | PVC Copper Wire 1.5 Sqmm green | Mtrs | 78.9800 | 8.8700 | 158.001.001.005.004.003.001.013.008.005. | 0.0000 | Material | 0 | 0.0000
673858 | A-1408-3BHK Internal Flat Wiring. | No. | 1.0000 | 1.0000 | 26439 | PVC Copper Wire 1.5 Sqmm Grey | Mtrs | 0.0000 | 100.0000 | 158.001.001.005.004.003.001.013.008.005. | 100.0000 | Material | 0 | 0.0000
673858 | A-1408-3BHK Internal Flat Wiring. | No. | 1.0000 | 1.0000 | 12466 | PVC Copper Wire 1.5 Sqmm red | Mtrs | 21.5000 | 8.8700 | 158.001.001.005.004.003.001.013.008.005. | 8.8700 | Material | 0 | 0.0000
673858 | A-1408-3BHK Internal Flat Wiring. | No. | 1.0000 | 1.0000 | 12529 | PVC Copper Wire 1.5 Sqmm yellow | Mtrs | 151.3250 | 10.0000 | 158.001.001.005.004.003.001.013.008.005. | 10.0000 | Material | 0 | 0.0000
673858 | A-1408-3BHK Internal Flat Wiring. | No. | 1.0000 | 1.0000 | 12471 | PVC Copper Wire 2.5 Sqmm black | Mtrs | 110.7250 | 14.2800 | 158.001.001.005.004.003.001.013.008.005. | 14.2800 | Material | 0 | 0.0000
673858 | A-1408-3BHK Internal Flat Wiring. | No. | 1.0000 | 1.0000 | 12527 | PVC Copper Wire 2.5 Sqmm blue | Mtrs | 0 | 14.2800 | 158.001.001.005.004.003.001.013.008.005. | 0.0000 | Material | 0 | 0.0000
673858 | A-1408-3BHK Internal Flat Wiring. | No. | 1.0000 | 1.0000 | 12472 | PVC Copper Wire 2.5 Sqmm green | Mtrs | 65.9800 | 14.2800 | 158.001.001.005.004.003.001.013.008.005. | 0.0000 | Material | 0 | 0.0000
673858 | A-1408-3BHK Internal Flat Wiring. | No. | 1.0000 | 1.0000 | 12470 | PVC Copper Wire 2.5 Sqmm red | Mtrs | 75.2500 | 14.2800 | 158.001.001.005.004.003.001.013.008.005. | 0.0000 | Material | 0 | 0.0000
673858 | A-1408-3BHK Internal Flat Wiring. | No. | 1.0000 | 1.0000 | 12528 | PVC Copper Wire 2.5 Sqmm yellow | Mtrs | 0.0000 | 14.2800 | 158.001.001.005.004.003.001.013.008.005. | 14.2800 | Material | 0 | 0.0000
673858 | A-1408-3BHK Internal Flat Wiring. | No. | 1.0000 | 1.0000 | 12475 | PVC Copper Wire 4 Sqmm black | Mtrs | 115.8500 | 21.1200 | 158.001.001.005.004.003.001.013.008.005. | 0.0000 | Material | 0 | 0.0000
673858 | A-1408-3BHK Internal Flat Wiring. | No. | 1.0000 | 1.0000 | 13068 | PVC Copper Wire 4 Sqmm blue | Mtrs | 77.5000 | 10.0000 | 158.001.001.005.004.003.001.013.008.005. | 0.0000 | Material | 0 | 0.0000
673858 | A-1408-3BHK Internal Flat Wiring. | No. | 1.0000 | 1.0000 | 12474 | PVC Copper Wire 4 Sqmm red | Mtrs | 0.0000 | 21.1200 | 158.001.001.005.004.003.001.013.008.005. | 0.0000 | Material | 0 | 0.0000
673858 | A-1408-3BHK Internal Flat Wiring. | No. | 1.0000 | 1.0000 | 13067 | PVC Copper Wire 4 Sqmm yellow | Mtrs | 81.9250 | 10.0000 | 158.001.001.005.004.003.001.013.008.005. | 0.0000 | Material | 0 | 0.0000
673858 | A-1408-3BHK Internal Flat Wiring. | No. | 1.0000 | 1.0000 | 1010 | RG-6 Co-Axial Cable | Mtrs | 0.0000 | 14.3900 | 158.001.001.005.004.003.001.013.008.005. | 0.0000 | Material | 0 | 0.0000
570181 | A-1501-3BHK Internal Electrical work | No. | 1.0000 | 1.0000 | 26454 | 12 Module GI Concealed Box | No. | 2.0000 | 255.0000 | 158.001.001.005.004.003.001.014.001.001. | 255.0000 | Material | 0 | 0.0000
570181 | A-1501-3BHK Internal Electrical work | No. | 1.0000 | 1.0000 | 5245 | 12M Plate (575770) | No. | 2.0000 | 225.8600 | 158.001.001.005.004.003.001.014.001.001. | 0.0000 | Material | 0 | 0.0000
570181 | A-1501-3BHK Internal Electrical work | No. | 1.0000 | 1.0000 | 26448 | 2 Module GI Concealed Box | No. | 13.0000 | 75.0000 | 158.001.001.005.004.003.001.014.001.001. | 75.0000 | Material | 0 | 0.0000
570181 | A-1501-3BHK Internal Electrical work | No. | 1.0000 | 1.0000 | 5250 | 2M Plate (575710) | No. | 13.0000 | 60.4800 | 158.001.001.005.004.003.001.014.001.001. | 0.0000 | Material | 0 | 0.0000
570181 | A-1501-3BHK Internal Electrical work | No. | 1.0000 | 1.0000 | 26449 | 3 Module GI Concealed Box | No. | 11.0000 | 105.0000 | 158.001.001.005.004.003.001.014.001.001. | 105.0000 | Material | 0 | 0.0000
570181 | A-1501-3BHK Internal Electrical work | No. | 1.0000 | 1.0000 | 5249 | 3M Plate (575720) | No. | 11.0000 | 68.9800 | 158.001.001.005.004.003.001.014.001.001. | 0.0000 | Material | 0 | 0.0000
570181 | A-1501-3BHK Internal Electrical work | No. | 1.0000 | 1.0000 | 26450 | 4 Module GI Concealed Box | No. | 4.0000 | 130.0000 | 158.001.001.005.004.003.001.014.001.001. | 130.0000 | Material | 0 | 0.0000
570181 | A-1501-3BHK Internal Electrical work | No. | 1.0000 | 1.0000 | 5248 | 4M Plate (575730) | No. | 4.0000 | 72.7600 | 158.001.001.005.004.003.001.014.001.001. | 0.0000 | Material | 0 | 0.0000
570181 | A-1501-3BHK Internal Electrical work | No. | 1.0000 | 1.0000 | 26451 | 6 Module GI Concealed Box | No. | 9.0000 | 160.0000 | 158.001.001.005.004.003.001.014.001.001. | 160.0000 | Material | 0 | 0.0000
570181 | A-1501-3BHK Internal Electrical work | No. | 1.0000 | 1.0000 | 5247 | 6M Plate (575740) | No. | 9.0000 | 131.3500 | 158.001.001.005.004.003.001.014.001.001. | 0.0000 | Material | 0 | 0.0000
570181 | A-1501-3BHK Internal Electrical work | No. | 1.0000 | 1.0000 | 26452 | 8 Module GI Concealed Box | No. | 5.0000 | 215.0000 | 158.001.001.005.004.003.001.014.001.001. | 215.0000 | Material | 0 | 0.0000
570181 | A-1501-3BHK Internal Electrical work | No. | 1.0000 | 1.0000 | 5246 | 8M Hzl Plate (575750) | No. | 5.0000 | 144.5800 | 158.001.001.005.004.003.001.014.001.001. | 0.0000 | Material | 0 | 0.0000
570189 | A-1501-3BHK Wall Conduting Material | No. | 1.0000 | 1.0000 | 8482 | Flexible Pipe 3/4" | Mtrs | 3.0000 | 5.2500 | 158.001.001.005.004.003.001.014.001.002. | 0.0000 | Material | 0 | 0.0000
570189 | A-1501-3BHK Wall Conduting Material | No. | 1.0000 | 1.0000 | 501 | Nails 3" | Kgs | 0.5000 | 63.0000 | 158.001.001.005.004.003.001.014.001.002. | 0.0000 | Material | 0 | 0.0000
570189 | A-1501-3BHK Wall Conduting Material | No. | 1.0000 | 1.0000 | 3246 | PVC 1 way Junction Box 1" | No. | 6.0000 | 18.2000 | 158.001.001.005.004.003.001.014.001.002. | 0.0000 | Material | 0 | 0.0000
570189 | A-1501-3BHK Wall Conduting Material | No. | 1.0000 | 1.0000 | 838 | PVC Conduit Bend 1" | No. | 15.0000 | 6.3500 | 158.001.001.005.004.003.001.014.001.002. | 6.3500 | Material | 0 | 0.0000
570189 | A-1501-3BHK Wall Conduting Material | No. | 1.0000 | 1.0000 | 837 | PVC Conduit Pipe 1" mtrs | Mtrs | 105.0000 | 18.6000 | 158.001.001.005.004.003.001.014.001.002. | 18.6000 | Material | 0 | 0.0000
604538 | A-1501-3BHK Internal Flat DB Work | No. | 1.0000 | 1.0000 | 28289 | 10A Single Pole MCB (IH31P0C010) | No. | 3.0000 | 100.0000 | 158.001.001.005.004.003.001.014.001.003. | 100.0000 | Material | 0 | 0.0000
604538 | A-1501-3BHK Internal Flat DB Work | No. | 1.0000 | 1.0000 | 28297 | 20A Single Pole MCB (IH31P0C020) | No. | 9.0000 | 300.0000 | 158.001.001.005.004.003.001.014.001.003. | 300.0000 | Material | 0 | 0.0000
604538 | A-1501-3BHK Internal Flat DB Work | No. | 1.0000 | 1.0000 | 28545 | 40 AMP RCCB 4 Pole 30ma IH3R440030 | No. | 1.0000 | 118.0000 | 158.001.001.005.004.003.001.014.001.003. | 100.0000 | Material | 45 | 18.0000 | C+S GST 18% I/P RD
604538 | A-1501-3BHK Internal Flat DB Work | No. | 1.0000 | 1.0000 | 28777 | 6 Way TPN DB with tel. compartment IHETPNTV006 | No. | 1.0000 | 118.0000 | 158.001.001.005.004.003.001.014.001.003. | 100.0000 | Material | 45 | 18.0000 | C+S GST 18% I/P RD
606881 | A-1501-3BHK Int. Flat Switch Socket Material | No. | 1.0000 | 1.0000 | 5238 | 16A 1way switch w indi.(572063 | No. | 12.0000 | 127.5800 | 158.001.001.005.004.003.001.014.001.004. | 0.0000 | Material | 0 | 0.0000
606881 | A-1501-3BHK Int. Flat Switch Socket Material | No. | 1.0000 | 1.0000 | 8655 | 16A socket (573471) | No. | 12.0000 | 254.0000 | 158.001.001.005.004.003.001.014.001.004. | 254.0000 | Material | 0 | 0.0000
606881 | A-1501-3BHK Int. Flat Switch Socket Material | No. | 1.0000 | 1.0000 | 793 | 6 A Bell Push (573413) | No. | 1.0000 | 22.0500 | 158.001.001.005.004.003.001.014.001.004. | 0.0000 | Material | 0 | 0.0000
606881 | A-1501-3BHK Int. Flat Switch Socket Material | No. | 1.0000 | 1.0000 | 7294 | 6A 2 Way Switch (573402) | No. | 6.0000 | 130.0000 | 158.001.001.005.004.003.001.014.001.004. | 0.0000 | Material | 0 | 0.0000
606881 | A-1501-3BHK Int. Flat Switch Socket Material | No. | 1.0000 | 1.0000 | 28162 | 6A 3Pin Socket (573424) | No. | 30.0000 | 290.0000 | 158.001.001.005.004.003.001.014.001.004. | 290.0000 | Material | 0 | 0.0000
606881 | A-1501-3BHK Int. Flat Switch Socket Material | No. | 1.0000 | 1.0000 | 5240 | 6A One way Switch (573400) | No. | 61.0000 | 72.7600 | 158.001.001.005.004.003.001.014.001.004. | 0.0000 | Material | 0 | 0.0000
606881 | A-1501-3BHK Int. Flat Switch Socket Material | No. | 1.0000 | 1.0000 | 2556 | Angle Holder | No. | 6.0000 | 28.0000 | 158.001.001.005.004.003.001.014.001.004. | 0.0000 | Material | 0 | 0.0000
606881 | A-1501-3BHK Int. Flat Switch Socket Material | No. | 1.0000 | 1.0000 | 5244 | Blank Plate 1m (573449) | No. | 9.0000 | 19.8400 | 158.001.001.005.004.003.001.014.001.004. | 0.0000 | Material | 0 | 0.0000
606881 | A-1501-3BHK Int. Flat Switch Socket Material | No. | 1.0000 | 1.0000 | 1714 | Connector | No. | 5.0000 | 9.0000 | 158.001.001.005.004.003.001.014.001.004. | 0.0000 | Material | 0 | 0.0000
606881 | A-1501-3BHK Int. Flat Switch Socket Material | No. | 1.0000 | 1.0000 | 6758 | Fan Step Reg (573469) | No. | 7.0000 | 432.3400 | 158.001.001.005.004.003.001.014.001.004. | 0.0000 | Material | 0 | 0.0000
606881 | A-1501-3BHK Int. Flat Switch Socket Material | No. | 1.0000 | 1.0000 | 3287 | Round Plate 4" - No. | No. | 44.0000 | 9.0000 | 158.001.001.005.004.003.001.014.001.004. | 0.0000 | Material | 0 | 0.0000
606881 | A-1501-3BHK Int. Flat Switch Socket Material | No. | 1.0000 | 1.0000 | 9555 | Round Plate 6" | No. | 7.0000 | 6.0000 | 158.001.001.005.004.003.001.014.001.004. | 0.0000 | Material | 0 | 0.0000
606881 | A-1501-3BHK Int. Flat Switch Socket Material | No. | 1.0000 | 1.0000 | 6757 | T.V. Socket (573425) | No. | 4.0000 | 83.1600 | 158.001.001.005.004.003.001.014.001.004. | 0.0000 | Material | 0 | 0.0000
606881 | A-1501-3BHK Int. Flat Switch Socket Material | No. | 1.0000 | 1.0000 | 5242 | Tel. Socket 1mod (573426) | No. | 1.0000 | 79.3800 | 158.001.001.005.004.003.001.014.001.004. | 0.0000 | Material | 0 | 0.0000
673859 | A-1501-3BHK Internal Flat Wiring. | No. | 1.0000 | 1.0000 | 23458 | 2 Pair telephone cable | Mtrs | 0.0000 | 50.0000 | 158.001.001.005.004.003.001.014.001.005. | 50.0000 | Material | 0 | 0.0000
673859 | A-1501-3BHK Internal Flat Wiring. | No. | 1.0000 | 1.0000 | 12468 | PVC Copper Wire 1.5 Sqmm black | Mtrs | 123.7750 | 8.8600 | 158.001.001.005.004.003.001.014.001.005. | 8.8600 | Material | 0 | 0.0000
673859 | A-1501-3BHK Internal Flat Wiring. | No. | 1.0000 | 1.0000 | 12530 | PVC Copper Wire 1.5 Sqmm blue | Mtrs | 105.7500 | 8.8600 | 158.001.001.005.004.003.001.014.001.005. | 8.8600 | Material | 0 | 0.0000
673859 | A-1501-3BHK Internal Flat Wiring. | No. | 1.0000 | 1.0000 | 12469 | PVC Copper Wire 1.5 Sqmm green | Mtrs | 78.9800 | 8.8700 | 158.001.001.005.004.003.001.014.001.005. | 0.0000 | Material | 0 | 0.0000
673859 | A-1501-3BHK Internal Flat Wiring. | No. | 1.0000 | 1.0000 | 26439 | PVC Copper Wire 1.5 Sqmm Grey | Mtrs | 0.0000 | 100.0000 | 158.001.001.005.004.003.001.014.001.005. | 100.0000 | Material | 0 | 0.0000
673859 | A-1501-3BHK Internal Flat Wiring. | No. | 1.0000 | 1.0000 | 12466 | PVC Copper Wire 1.5 Sqmm red | Mtrs | 0.0000 | 8.8700 | 158.001.001.005.004.003.001.014.001.005. | 8.8700 | Material | 0 | 0.0000
673859 | A-1501-3BHK Internal Flat Wiring. | No. | 1.0000 | 1.0000 | 12529 | PVC Copper Wire 1.5 Sqmm yellow | Mtrs | 151.3250 | 10.0000 | 158.001.001.005.004.003.001.014.001.005. | 10.0000 | Material | 0 | 0.0000
673859 | A-1501-3BHK Internal Flat Wiring. | No. | 1.0000 | 1.0000 | 12471 | PVC Copper Wire 2.5 Sqmm black | Mtrs | 110.7250 | 14.2800 | 158.001.001.005.004.003.001.014.001.005. | 14.2800 | Material | 0 | 0.0000
673859 | A-1501-3BHK Internal Flat Wiring. | No. | 1.0000 | 1.0000 | 12527 | PVC Copper Wire 2.5 Sqmm blue | Mtrs | 0 | 14.2800 | 158.001.001.005.004.003.001.014.001.005. | 0.0000 | Material | 0 | 0.0000
673859 | A-1501-3BHK Internal Flat Wiring. | No. | 1.0000 | 1.0000 | 12472 | PVC Copper Wire 2.5 Sqmm green | Mtrs | 65.9800 | 14.2800 | 158.001.001.005.004.003.001.014.001.005. | 0.0000 | Material | 0 | 0.0000
673859 | A-1501-3BHK Internal Flat Wiring. | No. | 1.0000 | 1.0000 | 12470 | PVC Copper Wire 2.5 Sqmm red | Mtrs | 75.2500 | 14.2800 | 158.001.001.005.004.003.001.014.001.005. | 0.0000 | Material | 0 | 0.0000
673859 | A-1501-3BHK Internal Flat Wiring. | No. | 1.0000 | 1.0000 | 12528 | PVC Copper Wire 2.5 Sqmm yellow | Mtrs | 0.0000 | 14.2800 | 158.001.001.005.004.003.001.014.001.005. | 14.2800 | Material | 0 | 0.0000
673859 | A-1501-3BHK Internal Flat Wiring. | No. | 1.0000 | 1.0000 | 12475 | PVC Copper Wire 4 Sqmm black | Mtrs | 115.8500 | 21.1200 | 158.001.001.005.004.003.001.014.001.005. | 0.0000 | Material | 0 | 0.0000
673859 | A-1501-3BHK Internal Flat Wiring. | No. | 1.0000 | 1.0000 | 13068 | PVC Copper Wire 4 Sqmm blue | Mtrs | 77.5000 | 10.0000 | 158.001.001.005.004.003.001.014.001.005. | 0.0000 | Material | 0 | 0.0000
673859 | A-1501-3BHK Internal Flat Wiring. | No. | 1.0000 | 1.0000 | 12474 | PVC Copper Wire 4 Sqmm red | Mtrs | 0.0000 | 21.1200 | 158.001.001.005.004.003.001.014.001.005. | 0.0000 | Material | 0 | 0.0000
673859 | A-1501-3BHK Internal Flat Wiring. | No. | 1.0000 | 1.0000 | 13067 | PVC Copper Wire 4 Sqmm yellow | Mtrs | 81.9250 | 10.0000 | 158.001.001.005.004.003.001.014.001.005. | 0.0000 | Material | 0 | 0.0000
673859 | A-1501-3BHK Internal Flat Wiring. | No. | 1.0000 | 1.0000 | 1010 | RG-6 Co-Axial Cable | Mtrs | 0.0000 | 14.3900 | 158.001.001.005.004.003.001.014.001.005. | 0.0000 | Material | 0 | 0.0000
570182 | A-1502-2BHK Internal Electrical work | No. | 1.0000 | 1.0000 | 26454 | 12 Module GI Concealed Box | No. | 2.0000 | 255.0000 | 158.001.001.005.004.003.001.014.002.001. | 255.0000 | Material | 0 | 0.0000
570182 | A-1502-2BHK Internal Electrical work | No. | 1.0000 | 1.0000 | 5245 | 12M Plate (575770) | No. | 2.0000 | 225.8600 | 158.001.001.005.004.003.001.014.002.001. | 0.0000 | Material | 0 | 0.0000
570182 | A-1502-2BHK Internal Electrical work | No. | 1.0000 | 1.0000 | 26448 | 2 Module GI Concealed Box | No. | 9.0000 | 75.0000 | 158.001.001.005.004.003.001.014.002.001. | 75.0000 | Material | 0 | 0.0000
570182 | A-1502-2BHK Internal Electrical work | No. | 1.0000 | 1.0000 | 5250 | 2M Plate (575710) | No. | 9.0000 | 60.4800 | 158.001.001.005.004.003.001.014.002.001. | 0.0000 | Material | 0 | 0.0000
570182 | A-1502-2BHK Internal Electrical work | No. | 1.0000 | 1.0000 | 26449 | 3 Module GI Concealed Box | No. | 11.0000 | 105.0000 | 158.001.001.005.004.003.001.014.002.001. | 105.0000 | Material | 0 | 0.0000
570182 | A-1502-2BHK Internal Electrical work | No. | 1.0000 | 1.0000 | 5249 | 3M Plate (575720) | No. | 11.0000 | 68.9800 | 158.001.001.005.004.003.001.014.002.001. | 0.0000 | Material | 0 | 0.0000
570182 | A-1502-2BHK Internal Electrical work | No. | 1.0000 | 1.0000 | 26450 | 4 Module GI Concealed Box | No. | 3.0000 | 130.0000 | 158.001.001.005.004.003.001.014.002.001. | 130.0000 | Material | 0 | 0.0000
570182 | A-1502-2BHK Internal Electrical work | No. | 1.0000 | 1.0000 | 5248 | 4M Plate (575730) | No. | 3.0000 | 72.7600 | 158.001.001.005.004.003.001.014.002.001. | 0.0000 | Material | 0 | 0.0000
570182 | A-1502-2BHK Internal Electrical work | No. | 1.0000 | 1.0000 | 26451 | 6 Module GI Concealed Box | No. | 7.0000 | 160.0000 | 158.001.001.005.004.003.001.014.002.001. | 160.0000 | Material | 0 | 0.0000
570182 | A-1502-2BHK Internal Electrical work | No. | 1.0000 | 1.0000 | 5247 | 6M Plate (575740) | No. | 7.0000 | 131.3500 | 158.001.001.005.004.003.001.014.002.001. | 0.0000 | Material | 0 | 0.0000
570182 | A-1502-2BHK Internal Electrical work | No. | 1.0000 | 1.0000 | 26452 | 8 Module GI Concealed Box | No. | 4.0000 | 215.0000 | 158.001.001.005.004.003.001.014.002.001. | 215.0000 | Material | 0 | 0.0000
570182 | A-1502-2BHK Internal Electrical work | No. | 1.0000 | 1.0000 | 5246 | 8M Hzl Plate (575750) | No. | 4.0000 | 144.5800 | 158.001.001.005.004.003.001.014.002.001. | 0.0000 | Material | 0 | 0.0000
570191 | A-1502-2BHK Wall Conduting Material 2BHK | No. | 1.0000 | 1.0000 | 8482 | Flexible Pipe 3/4" | Mtrs | 3.0000 | 5.2500 | 158.001.001.005.004.003.001.014.002.002. | 0.0000 | Material | 0 | 0.0000
570191 | A-1502-2BHK Wall Conduting Material 2BHK | No. | 1.0000 | 1.0000 | 501 | Nails 3" | Kgs | 0.5000 | 63.0000 | 158.001.001.005.004.003.001.014.002.002. | 0.0000 | Material | 0 | 0.0000
570191 | A-1502-2BHK Wall Conduting Material 2BHK | No. | 1.0000 | 1.0000 | 3246 | PVC 1 way Junction Box 1" | No. | 4.0000 | 18.2000 | 158.001.001.005.004.003.001.014.002.002. | 0.0000 | Material | 0 | 0.0000
570191 | A-1502-2BHK Wall Conduting Material 2BHK | No. | 1.0000 | 1.0000 | 838 | PVC Conduit Bend 1" | No. | 13.0000 | 6.3500 | 158.001.001.005.004.003.001.014.002.002. | 6.3500 | Material | 0 | 0.0000
570191 | A-1502-2BHK Wall Conduting Material 2BHK | No. | 1.0000 | 1.0000 | 837 | PVC Conduit Pipe 1" mtrs | Mtrs | 90.0000 | 18.6000 | 158.001.001.005.004.003.001.014.002.002. | 18.6000 | Material | 0 | 0.0000
604539 | A-1502-2BHK Internal Flat DB Work | No. | 1.0000 | 1.0000 | 28289 | 10A Single Pole MCB (IH31P0C010) | No. | 4.0000 | 100.0000 | 158.001.001.005.004.003.001.014.002.003. | 100.0000 | Material | 0 | 0.0000
604539 | A-1502-2BHK Internal Flat DB Work | No. | 1.0000 | 1.0000 | 28297 | 20A Single Pole MCB (IH31P0C020) | No. | 8.0000 | 300.0000 | 158.001.001.005.004.003.001.014.002.003. | 300.0000 | Material | 0 | 0.0000
604539 | A-1502-2BHK Internal Flat DB Work | No. | 1.0000 | 1.0000 | 28776 | 4 Way TPN DB with tel. compartment IHETPNYV004 | No. | 1.0000 | 118.0000 | 158.001.001.005.004.003.001.014.002.003. | 100.0000 | Material | 45 | 18.0000 | C+S GST 18% I/P RD
604539 | A-1502-2BHK Internal Flat DB Work | No. | 1.0000 | 1.0000 | 28545 | 40 AMP RCCB 4 Pole 30ma IH3R440030 | No. | 1.0000 | 118.0000 | 158.001.001.005.004.003.001.014.002.003. | 100.0000 | Material | 45 | 18.0000 | C+S GST 18% I/P RD
610583 | A-1502-2BHK Int. Flat Switch Socket Material | No. | 1.0000 | 1.0000 | 5238 | 16A 1way switch w indi.(572063 | No. | 8.0000 | 127.5800 | 158.001.001.005.004.003.001.014.002.004. | 0.0000 | Material | 0 | 0.0000
610583 | A-1502-2BHK Int. Flat Switch Socket Material | No. | 1.0000 | 1.0000 | 8655 | 16A socket (573471) | No. | 10.0000 | 254.0000 | 158.001.001.005.004.003.001.014.002.004. | 254.0000 | Material | 0 | 0.0000
610583 | A-1502-2BHK Int. Flat Switch Socket Material | No. | 1.0000 | 1.0000 | 793 | 6 A Bell Push (573413) | No. | 1.0000 | 22.0500 | 158.001.001.005.004.003.001.014.002.004. | 0.0000 | Material | 0 | 0.0000
610583 | A-1502-2BHK Int. Flat Switch Socket Material | No. | 1.0000 | 1.0000 | 7294 | 6A 2 Way Switch (573402) | No. | 4.0000 | 130.0000 | 158.001.001.005.004.003.001.014.002.004. | 0.0000 | Material | 0 | 0.0000
610583 | A-1502-2BHK Int. Flat Switch Socket Material | No. | 1.0000 | 1.0000 | 28162 | 6A 3Pin Socket (573424) | No. | 25.0000 | 290.0000 | 158.001.001.005.004.003.001.014.002.004. | 290.0000 | Material | 0 | 0.0000
610583 | A-1502-2BHK Int. Flat Switch Socket Material | No. | 1.0000 | 1.0000 | 5240 | 6A One way Switch (573400) | No. | 51.0000 | 72.7600 | 158.001.001.005.004.003.001.014.002.004. | 0.0000 | Material | 0 | 0.0000
610583 | A-1502-2BHK Int. Flat Switch Socket Material | No. | 1.0000 | 1.0000 | 2556 | Angle Holder | No. | 5.0000 | 28.0000 | 158.001.001.005.004.003.001.014.002.004. | 0.0000 | Material | 0 | 0.0000
610583 | A-1502-2BHK Int. Flat Switch Socket Material | No. | 1.0000 | 1.0000 | 5244 | Blank Plate 1m (573449) | No. | 9.0000 | 19.8400 | 158.001.001.005.004.003.001.014.002.004. | 0.0000 | Material | 0 | 0.0000
610583 | A-1502-2BHK Int. Flat Switch Socket Material | No. | 1.0000 | 1.0000 | 1714 | Connector | No. | 4.0000 | 9.0000 | 158.001.001.005.004.003.001.014.002.004. | 0.0000 | Material | 0 | 0.0000
610583 | A-1502-2BHK Int. Flat Switch Socket Material | No. | 1.0000 | 1.0000 | 6758 | Fan Step Reg (573469) | No. | 6.0000 | 432.3400 | 158.001.001.005.004.003.001.014.002.004. | 0.0000 | Material | 0 | 0.0000
610583 | A-1502-2BHK Int. Flat Switch Socket Material | No. | 1.0000 | 1.0000 | 3287 | Round Plate 4" - No. | No. | 38.0000 | 9.0000 | 158.001.001.005.004.003.001.014.002.004. | 0.0000 | Material | 0 | 0.0000
610583 | A-1502-2BHK Int. Flat Switch Socket Material | No. | 1.0000 | 1.0000 | 9555 | Round Plate 6" | No. | 6.0000 | 6.0000 | 158.001.001.005.004.003.001.014.002.004. | 0.0000 | Material | 0 | 0.0000
610583 | A-1502-2BHK Int. Flat Switch Socket Material | No. | 1.0000 | 1.0000 | 6757 | T.V. Socket (573425) | No. | 3.0000 | 83.1600 | 158.001.001.005.004.003.001.014.002.004. | 0.0000 | Material | 0 | 0.0000
610583 | A-1502-2BHK Int. Flat Switch Socket Material | No. | 1.0000 | 1.0000 | 5242 | Tel. Socket 1mod (573426) | No. | 1.0000 | 79.3800 | 158.001.001.005.004.003.001.014.002.004. | 0.0000 | Material | 0 | 0.0000
673860 | A-1502-2BHK Internal Flat Wiring. | No. | 1.0000 | 1.0000 | 23458 | 2 Pair telephone cable | Mtrs | 0.0000 | 50.0000 | 158.001.001.005.004.003.001.014.002.005. | 50.0000 | Material | 0 | 0.0000
673860 | A-1502-2BHK Internal Flat Wiring. | No. | 1.0000 | 1.0000 | 12468 | PVC Copper Wire 1.5 Sqmm black | Mtrs | 123.7750 | 8.8600 | 158.001.001.005.004.003.001.014.002.005. | 8.8600 | Material | 0 | 0.0000
673860 | A-1502-2BHK Internal Flat Wiring. | No. | 1.0000 | 1.0000 | 12530 | PVC Copper Wire 1.5 Sqmm blue | Mtrs | 105.7500 | 8.8600 | 158.001.001.005.004.003.001.014.002.005. | 8.8600 | Material | 0 | 0.0000
673860 | A-1502-2BHK Internal Flat Wiring. | No. | 1.0000 | 1.0000 | 12469 | PVC Copper Wire 1.5 Sqmm green | Mtrs | 78.9800 | 8.8700 | 158.001.001.005.004.003.001.014.002.005. | 0.0000 | Material | 0 | 0.0000
673860 | A-1502-2BHK Internal Flat Wiring. | No. | 1.0000 | 1.0000 | 26439 | PVC Copper Wire 1.5 Sqmm Grey | Mtrs | 0.0000 | 100.0000 | 158.001.001.005.004.003.001.014.002.005. | 100.0000 | Material | 0 | 0.0000
673860 | A-1502-2BHK Internal Flat Wiring. | No. | 1.0000 | 1.0000 | 12466 | PVC Copper Wire 1.5 Sqmm red | Mtrs | 35.5000 | 8.8700 | 158.001.001.005.004.003.001.014.002.005. | 8.8700 | Material | 0 | 0.0000
673860 | A-1502-2BHK Internal Flat Wiring. | No. | 1.0000 | 1.0000 | 12529 | PVC Copper Wire 1.5 Sqmm yellow | Mtrs | 151.3250 | 10.0000 | 158.001.001.005.004.003.001.014.002.005. | 10.0000 | Material | 0 | 0.0000
673860 | A-1502-2BHK Internal Flat Wiring. | No. | 1.0000 | 1.0000 | 12471 | PVC Copper Wire 2.5 Sqmm black | Mtrs | 110.7250 | 14.2800 | 158.001.001.005.004.003.001.014.002.005. | 14.2800 | Material | 0 | 0.0000
673860 | A-1502-2BHK Internal Flat Wiring. | No. | 1.0000 | 1.0000 | 12527 | PVC Copper Wire 2.5 Sqmm blue | Mtrs | 0 | 14.2800 | 158.001.001.005.004.003.001.014.002.005. | 0.0000 | Material | 0 | 0.0000
673860 | A-1502-2BHK Internal Flat Wiring. | No. | 1.0000 | 1.0000 | 12472 | PVC Copper Wire 2.5 Sqmm green | Mtrs | 65.9800 | 14.2800 | 158.001.001.005.004.003.001.014.002.005. | 0.0000 | Material | 0 | 0.0000
673860 | A-1502-2BHK Internal Flat Wiring. | No. | 1.0000 | 1.0000 | 12470 | PVC Copper Wire 2.5 Sqmm red | Mtrs | 75.2500 | 14.2800 | 158.001.001.005.004.003.001.014.002.005. | 0.0000 | Material | 0 | 0.0000
673860 | A-1502-2BHK Internal Flat Wiring. | No. | 1.0000 | 1.0000 | 12528 | PVC Copper Wire 2.5 Sqmm yellow | Mtrs | 0.0000 | 14.2800 | 158.001.001.005.004.003.001.014.002.005. | 14.2800 | Material | 0 | 0.0000
673860 | A-1502-2BHK Internal Flat Wiring. | No. | 1.0000 | 1.0000 | 12475 | PVC Copper Wire 4 Sqmm black | Mtrs | 115.8500 | 21.1200 | 158.001.001.005.004.003.001.014.002.005. | 0.0000 | Material | 0 | 0.0000
673860 | A-1502-2BHK Internal Flat Wiring. | No. | 1.0000 | 1.0000 | 13068 | PVC Copper Wire 4 Sqmm blue | Mtrs | 77.5000 | 10.0000 | 158.001.001.005.004.003.001.014.002.005. | 0.0000 | Material | 0 | 0.0000
673860 | A-1502-2BHK Internal Flat Wiring. | No. | 1.0000 | 1.0000 | 12474 | PVC Copper Wire 4 Sqmm red | Mtrs | 0.0000 | 21.1200 | 158.001.001.005.004.003.001.014.002.005. | 0.0000 | Material | 0 | 0.0000
673860 | A-1502-2BHK Internal Flat Wiring. | No. | 1.0000 | 1.0000 | 13067 | PVC Copper Wire 4 Sqmm yellow | Mtrs | 81.9250 | 10.0000 | 158.001.001.005.004.003.001.014.002.005. | 0.0000 | Material | 0 | 0.0000
673860 | A-1502-2BHK Internal Flat Wiring. | No. | 1.0000 | 1.0000 | 1010 | RG-6 Co-Axial Cable | Mtrs | 0.0000 | 14.3900 | 158.001.001.005.004.003.001.014.002.005. | 0.0000 | Material | 0 | 0.0000
570183 | A-1503-2BHK Internal Electrical work | No. | 1.0000 | 1.0000 | 26454 | 12 Module GI Concealed Box | No. | 2.0000 | 255.0000 | 158.001.001.005.004.003.001.014.003.001. | 255.0000 | Material | 0 | 0.0000
570183 | A-1503-2BHK Internal Electrical work | No. | 1.0000 | 1.0000 | 5245 | 12M Plate (575770) | No. | 2.0000 | 225.8600 | 158.001.001.005.004.003.001.014.003.001. | 0.0000 | Material | 0 | 0.0000
570183 | A-1503-2BHK Internal Electrical work | No. | 1.0000 | 1.0000 | 26448 | 2 Module GI Concealed Box | No. | 9.0000 | 75.0000 | 158.001.001.005.004.003.001.014.003.001. | 75.0000 | Material | 0 | 0.0000
570183 | A-1503-2BHK Internal Electrical work | No. | 1.0000 | 1.0000 | 5250 | 2M Plate (575710) | No. | 9.0000 | 60.4800 | 158.001.001.005.004.003.001.014.003.001. | 0.0000 | Material | 0 | 0.0000
570183 | A-1503-2BHK Internal Electrical work | No. | 1.0000 | 1.0000 | 26449 | 3 Module GI Concealed Box | No. | 11.0000 | 105.0000 | 158.001.001.005.004.003.001.014.003.001. | 105.0000 | Material | 0 | 0.0000
570183 | A-1503-2BHK Internal Electrical work | No. | 1.0000 | 1.0000 | 5249 | 3M Plate (575720) | No. | 11.0000 | 68.9800 | 158.001.001.005.004.003.001.014.003.001. | 0.0000 | Material | 0 | 0.0000
570183 | A-1503-2BHK Internal Electrical work | No. | 1.0000 | 1.0000 | 26450 | 4 Module GI Concealed Box | No. | 3.0000 | 130.0000 | 158.001.001.005.004.003.001.014.003.001. | 130.0000 | Material | 0 | 0.0000
570183 | A-1503-2BHK Internal Electrical work | No. | 1.0000 | 1.0000 | 5248 | 4M Plate (575730) | No. | 3.0000 | 72.7600 | 158.001.001.005.004.003.001.014.003.001. | 0.0000 | Material | 0 | 0.0000
570183 | A-1503-2BHK Internal Electrical work | No. | 1.0000 | 1.0000 | 26451 | 6 Module GI Concealed Box | No. | 7.0000 | 160.0000 | 158.001.001.005.004.003.001.014.003.001. | 160.0000 | Material | 0 | 0.0000
570183 | A-1503-2BHK Internal Electrical work | No. | 1.0000 | 1.0000 | 5247 | 6M Plate (575740) | No. | 7.0000 | 131.3500 | 158.001.001.005.004.003.001.014.003.001. | 0.0000 | Material | 0 | 0.0000
570183 | A-1503-2BHK Internal Electrical work | No. | 1.0000 | 1.0000 | 26452 | 8 Module GI Concealed Box | No. | 4.0000 | 215.0000 | 158.001.001.005.004.003.001.014.003.001. | 215.0000 | Material | 0 | 0.0000
570183 | A-1503-2BHK Internal Electrical work | No. | 1.0000 | 1.0000 | 5246 | 8M Hzl Plate (575750) | No. | 4.0000 | 144.5800 | 158.001.001.005.004.003.001.014.003.001. | 0.0000 | Material | 0 | 0.0000
570192 | A-1503-2BHK Wall Conduting Material 2BHK | No. | 1.0000 | 1.0000 | 8482 | Flexible Pipe 3/4" | Mtrs | 3.0000 | 5.2500 | 158.001.001.005.004.003.001.014.003.002. | 0.0000 | Material | 0 | 0.0000
570192 | A-1503-2BHK Wall Conduting Material 2BHK | No. | 1.0000 | 1.0000 | 501 | Nails 3" | Kgs | 0.5000 | 63.0000 | 158.001.001.005.004.003.001.014.003.002. | 0.0000 | Material | 0 | 0.0000
570192 | A-1503-2BHK Wall Conduting Material 2BHK | No. | 1.0000 | 1.0000 | 3246 | PVC 1 way Junction Box 1" | No. | 4.0000 | 18.2000 | 158.001.001.005.004.003.001.014.003.002. | 0.0000 | Material | 0 | 0.0000
570192 | A-1503-2BHK Wall Conduting Material 2BHK | No. | 1.0000 | 1.0000 | 838 | PVC Conduit Bend 1" | No. | 13.0000 | 6.3500 | 158.001.001.005.004.003.001.014.003.002. | 6.3500 | Material | 0 | 0.0000
570192 | A-1503-2BHK Wall Conduting Material 2BHK | No. | 1.0000 | 1.0000 | 837 | PVC Conduit Pipe 1" mtrs | Mtrs | 90.0000 | 18.6000 | 158.001.001.005.004.003.001.014.003.002. | 18.6000 | Material | 0 | 0.0000
604540 | A-1503-2BHK Internal Flat DB Work | No. | 1.0000 | 1.0000 | 28289 | 10A Single Pole MCB (IH31P0C010) | No. | 4.0000 | 100.0000 | 158.001.001.005.004.003.001.014.003.003. | 100.0000 | Material | 0 | 0.0000
604540 | A-1503-2BHK Internal Flat DB Work | No. | 1.0000 | 1.0000 | 28297 | 20A Single Pole MCB (IH31P0C020) | No. | 8.0000 | 300.0000 | 158.001.001.005.004.003.001.014.003.003. | 300.0000 | Material | 0 | 0.0000
604540 | A-1503-2BHK Internal Flat DB Work | No. | 1.0000 | 1.0000 | 28776 | 4 Way TPN DB with tel. compartment IHETPNYV004 | No. | 1.0000 | 118.0000 | 158.001.001.005.004.003.001.014.003.003. | 100.0000 | Material | 45 | 18.0000 | C+S GST 18% I/P RD
604540 | A-1503-2BHK Internal Flat DB Work | No. | 1.0000 | 1.0000 | 28545 | 40 AMP RCCB 4 Pole 30ma IH3R440030 | No. | 1.0000 | 118.0000 | 158.001.001.005.004.003.001.014.003.003. | 100.0000 | Material | 45 | 18.0000 | C+S GST 18% I/P RD
610584 | A-1503-2BHK Int. Flat Switch Socket Material | No. | 1.0000 | 1.0000 | 5238 | 16A 1way switch w indi.(572063 | No. | 8.0000 | 127.5800 | 158.001.001.005.004.003.001.014.003.004. | 0.0000 | Material | 0 | 0.0000
610584 | A-1503-2BHK Int. Flat Switch Socket Material | No. | 1.0000 | 1.0000 | 8655 | 16A socket (573471) | No. | 10.0000 | 254.0000 | 158.001.001.005.004.003.001.014.003.004. | 254.0000 | Material | 0 | 0.0000
610584 | A-1503-2BHK Int. Flat Switch Socket Material | No. | 1.0000 | 1.0000 | 793 | 6 A Bell Push (573413) | No. | 1.0000 | 22.0500 | 158.001.001.005.004.003.001.014.003.004. | 0.0000 | Material | 0 | 0.0000
610584 | A-1503-2BHK Int. Flat Switch Socket Material | No. | 1.0000 | 1.0000 | 7294 | 6A 2 Way Switch (573402) | No. | 4.0000 | 130.0000 | 158.001.001.005.004.003.001.014.003.004. | 0.0000 | Material | 0 | 0.0000
610584 | A-1503-2BHK Int. Flat Switch Socket Material | No. | 1.0000 | 1.0000 | 28162 | 6A 3Pin Socket (573424) | No. | 25.0000 | 290.0000 | 158.001.001.005.004.003.001.014.003.004. | 290.0000 | Material | 0 | 0.0000
610584 | A-1503-2BHK Int. Flat Switch Socket Material | No. | 1.0000 | 1.0000 | 5240 | 6A One way Switch (573400) | No. | 51.0000 | 72.7600 | 158.001.001.005.004.003.001.014.003.004. | 0.0000 | Material | 0 | 0.0000
610584 | A-1503-2BHK Int. Flat Switch Socket Material | No. | 1.0000 | 1.0000 | 2556 | Angle Holder | No. | 5.0000 | 28.0000 | 158.001.001.005.004.003.001.014.003.004. | 0.0000 | Material | 0 | 0.0000
610584 | A-1503-2BHK Int. Flat Switch Socket Material | No. | 1.0000 | 1.0000 | 5244 | Blank Plate 1m (573449) | No. | 9.0000 | 19.8400 | 158.001.001.005.004.003.001.014.003.004. | 0.0000 | Material | 0 | 0.0000
610584 | A-1503-2BHK Int. Flat Switch Socket Material | No. | 1.0000 | 1.0000 | 1714 | Connector | No. | 4.0000 | 9.0000 | 158.001.001.005.004.003.001.014.003.004. | 0.0000 | Material | 0 | 0.0000
610584 | A-1503-2BHK Int. Flat Switch Socket Material | No. | 1.0000 | 1.0000 | 6758 | Fan Step Reg (573469) | No. | 6.0000 | 432.3400 | 158.001.001.005.004.003.001.014.003.004. | 0.0000 | Material | 0 | 0.0000
610584 | A-1503-2BHK Int. Flat Switch Socket Material | No. | 1.0000 | 1.0000 | 3287 | Round Plate 4" - No. | No. | 38.0000 | 9.0000 | 158.001.001.005.004.003.001.014.003.004. | 0.0000 | Material | 0 | 0.0000
610584 | A-1503-2BHK Int. Flat Switch Socket Material | No. | 1.0000 | 1.0000 | 9555 | Round Plate 6" | No. | 6.0000 | 6.0000 | 158.001.001.005.004.003.001.014.003.004. | 0.0000 | Material | 0 | 0.0000
610584 | A-1503-2BHK Int. Flat Switch Socket Material | No. | 1.0000 | 1.0000 | 6757 | T.V. Socket (573425) | No. | 3.0000 | 83.1600 | 158.001.001.005.004.003.001.014.003.004. | 0.0000 | Material | 0 | 0.0000
610584 | A-1503-2BHK Int. Flat Switch Socket Material | No. | 1.0000 | 1.0000 | 5242 | Tel. Socket 1mod (573426) | No. | 1.0000 | 79.3800 | 158.001.001.005.004.003.001.014.003.004. | 0.0000 | Material | 0 | 0.0000
673861 | A-1503-2BHK Internal Flat Wiring. | No. | 1.0000 | 1.0000 | 23458 | 2 Pair telephone cable | Mtrs | 0.0000 | 50.0000 | 158.001.001.005.004.003.001.014.003.005. | 50.0000 | Material | 0 | 0.0000
673861 | A-1503-2BHK Internal Flat Wiring. | No. | 1.0000 | 1.0000 | 12468 | PVC Copper Wire 1.5 Sqmm black | Mtrs | 123.7750 | 8.8600 | 158.001.001.005.004.003.001.014.003.005. | 8.8600 | Material | 0 | 0.0000
673861 | A-1503-2BHK Internal Flat Wiring. | No. | 1.0000 | 1.0000 | 12530 | PVC Copper Wire 1.5 Sqmm blue | Mtrs | 105.7500 | 8.8600 | 158.001.001.005.004.003.001.014.003.005. | 8.8600 | Material | 0 | 0.0000
673861 | A-1503-2BHK Internal Flat Wiring. | No. | 1.0000 | 1.0000 | 12469 | PVC Copper Wire 1.5 Sqmm green | Mtrs | 78.9800 | 8.8700 | 158.001.001.005.004.003.001.014.003.005. | 0.0000 | Material | 0 | 0.0000
673861 | A-1503-2BHK Internal Flat Wiring. | No. | 1.0000 | 1.0000 | 26439 | PVC Copper Wire 1.5 Sqmm Grey | Mtrs | 0.0000 | 100.0000 | 158.001.001.005.004.003.001.014.003.005. | 100.0000 | Material | 0 | 0.0000
673861 | A-1503-2BHK Internal Flat Wiring. | No. | 1.0000 | 1.0000 | 12466 | PVC Copper Wire 1.5 Sqmm red | Mtrs | 35.5000 | 8.8700 | 158.001.001.005.004.003.001.014.003.005. | 8.8700 | Material | 0 | 0.0000
673861 | A-1503-2BHK Internal Flat Wiring. | No. | 1.0000 | 1.0000 | 12529 | PVC Copper Wire 1.5 Sqmm yellow | Mtrs | 151.3250 | 10.0000 | 158.001.001.005.004.003.001.014.003.005. | 10.0000 | Material | 0 | 0.0000
673861 | A-1503-2BHK Internal Flat Wiring. | No. | 1.0000 | 1.0000 | 12471 | PVC Copper Wire 2.5 Sqmm black | Mtrs | 110.7250 | 14.2800 | 158.001.001.005.004.003.001.014.003.005. | 14.2800 | Material | 0 | 0.0000
673861 | A-1503-2BHK Internal Flat Wiring. | No. | 1.0000 | 1.0000 | 12527 | PVC Copper Wire 2.5 Sqmm blue | Mtrs | 0 | 14.2800 | 158.001.001.005.004.003.001.014.003.005. | 0.0000 | Material | 0 | 0.0000
673861 | A-1503-2BHK Internal Flat Wiring. | No. | 1.0000 | 1.0000 | 12472 | PVC Copper Wire 2.5 Sqmm green | Mtrs | 65.9800 | 14.2800 | 158.001.001.005.004.003.001.014.003.005. | 0.0000 | Material | 0 | 0.0000
673861 | A-1503-2BHK Internal Flat Wiring. | No. | 1.0000 | 1.0000 | 12470 | PVC Copper Wire 2.5 Sqmm red | Mtrs | 75.2500 | 14.2800 | 158.001.001.005.004.003.001.014.003.005. | 0.0000 | Material | 0 | 0.0000
673861 | A-1503-2BHK Internal Flat Wiring. | No. | 1.0000 | 1.0000 | 12528 | PVC Copper Wire 2.5 Sqmm yellow | Mtrs | 0.0000 | 14.2800 | 158.001.001.005.004.003.001.014.003.005. | 14.2800 | Material | 0 | 0.0000
673861 | A-1503-2BHK Internal Flat Wiring. | No. | 1.0000 | 1.0000 | 12475 | PVC Copper Wire 4 Sqmm black | Mtrs | 115.8500 | 21.1200 | 158.001.001.005.004.003.001.014.003.005. | 0.0000 | Material | 0 | 0.0000
673861 | A-1503-2BHK Internal Flat Wiring. | No. | 1.0000 | 1.0000 | 13068 | PVC Copper Wire 4 Sqmm blue | Mtrs | 77.5000 | 10.0000 | 158.001.001.005.004.003.001.014.003.005. | 0.0000 | Material | 0 | 0.0000
673861 | A-1503-2BHK Internal Flat Wiring. | No. | 1.0000 | 1.0000 | 12474 | PVC Copper Wire 4 Sqmm red | Mtrs | 0.0000 | 21.1200 | 158.001.001.005.004.003.001.014.003.005. | 0.0000 | Material | 0 | 0.0000
673861 | A-1503-2BHK Internal Flat Wiring. | No. | 1.0000 | 1.0000 | 13067 | PVC Copper Wire 4 Sqmm yellow | Mtrs | 81.9250 | 10.0000 | 158.001.001.005.004.003.001.014.003.005. | 0.0000 | Material | 0 | 0.0000
673861 | A-1503-2BHK Internal Flat Wiring. | No. | 1.0000 | 1.0000 | 1010 | RG-6 Co-Axial Cable | Mtrs | 0.0000 | 14.3900 | 158.001.001.005.004.003.001.014.003.005. | 0.0000 | Material | 0 | 0.0000
570184 | A-1504-2BHK Internal Electrical work | No. | 1.0000 | 1.0000 | 26454 | 12 Module GI Concealed Box | No. | 2.0000 | 255.0000 | 158.001.001.005.004.003.001.014.004.001. | 255.0000 | Material | 0 | 0.0000
570184 | A-1504-2BHK Internal Electrical work | No. | 1.0000 | 1.0000 | 5245 | 12M Plate (575770) | No. | 2.0000 | 225.8600 | 158.001.001.005.004.003.001.014.004.001. | 0.0000 | Material | 0 | 0.0000
570184 | A-1504-2BHK Internal Electrical work | No. | 1.0000 | 1.0000 | 26448 | 2 Module GI Concealed Box | No. | 9.0000 | 75.0000 | 158.001.001.005.004.003.001.014.004.001. | 75.0000 | Material | 0 | 0.0000
570184 | A-1504-2BHK Internal Electrical work | No. | 1.0000 | 1.0000 | 5250 | 2M Plate (575710) | No. | 9.0000 | 60.4800 | 158.001.001.005.004.003.001.014.004.001. | 0.0000 | Material | 0 | 0.0000
570184 | A-1504-2BHK Internal Electrical work | No. | 1.0000 | 1.0000 | 26449 | 3 Module GI Concealed Box | No. | 11.0000 | 105.0000 | 158.001.001.005.004.003.001.014.004.001. | 105.0000 | Material | 0 | 0.0000
570184 | A-1504-2BHK Internal Electrical work | No. | 1.0000 | 1.0000 | 5249 | 3M Plate (575720) | No. | 11.0000 | 68.9800 | 158.001.001.005.004.003.001.014.004.001. | 0.0000 | Material | 0 | 0.0000
570184 | A-1504-2BHK Internal Electrical work | No. | 1.0000 | 1.0000 | 26450 | 4 Module GI Concealed Box | No. | 3.0000 | 130.0000 | 158.001.001.005.004.003.001.014.004.001. | 130.0000 | Material | 0 | 0.0000
570184 | A-1504-2BHK Internal Electrical work | No. | 1.0000 | 1.0000 | 5248 | 4M Plate (575730) | No. | 3.0000 | 72.7600 | 158.001.001.005.004.003.001.014.004.001. | 0.0000 | Material | 0 | 0.0000
570184 | A-1504-2BHK Internal Electrical work | No. | 1.0000 | 1.0000 | 26451 | 6 Module GI Concealed Box | No. | 7.0000 | 160.0000 | 158.001.001.005.004.003.001.014.004.001. | 160.0000 | Material | 0 | 0.0000
570184 | A-1504-2BHK Internal Electrical work | No. | 1.0000 | 1.0000 | 5247 | 6M Plate (575740) | No. | 7.0000 | 131.3500 | 158.001.001.005.004.003.001.014.004.001. | 0.0000 | Material | 0 | 0.0000
570184 | A-1504-2BHK Internal Electrical work | No. | 1.0000 | 1.0000 | 26452 | 8 Module GI Concealed Box | No. | 4.0000 | 215.0000 | 158.001.001.005.004.003.001.014.004.001. | 215.0000 | Material | 0 | 0.0000
570184 | A-1504-2BHK Internal Electrical work | No. | 1.0000 | 1.0000 | 5246 | 8M Hzl Plate (575750) | No. | 4.0000 | 144.5800 | 158.001.001.005.004.003.001.014.004.001. | 0.0000 | Material | 0 | 0.0000
570193 | A-1504-2BHK Wall Conduting Material 2BHK | No. | 1.0000 | 1.0000 | 8482 | Flexible Pipe 3/4" | Mtrs | 3.0000 | 5.2500 | 158.001.001.005.004.003.001.014.004.002. | 0.0000 | Material | 0 | 0.0000
570193 | A-1504-2BHK Wall Conduting Material 2BHK | No. | 1.0000 | 1.0000 | 501 | Nails 3" | Kgs | 0.5000 | 63.0000 | 158.001.001.005.004.003.001.014.004.002. | 0.0000 | Material | 0 | 0.0000
570193 | A-1504-2BHK Wall Conduting Material 2BHK | No. | 1.0000 | 1.0000 | 3246 | PVC 1 way Junction Box 1" | No. | 4.0000 | 18.2000 | 158.001.001.005.004.003.001.014.004.002. | 0.0000 | Material | 0 | 0.0000
570193 | A-1504-2BHK Wall Conduting Material 2BHK | No. | 1.0000 | 1.0000 | 838 | PVC Conduit Bend 1" | No. | 13.0000 | 6.3500 | 158.001.001.005.004.003.001.014.004.002. | 6.3500 | Material | 0 | 0.0000
570193 | A-1504-2BHK Wall Conduting Material 2BHK | No. | 1.0000 | 1.0000 | 837 | PVC Conduit Pipe 1" mtrs | Mtrs | 90.0000 | 18.6000 | 158.001.001.005.004.003.001.014.004.002. | 18.6000 | Material | 0 | 0.0000
604541 | A-1504-2BHK Internal Flat DB Work | No. | 1.0000 | 1.0000 | 28289 | 10A Single Pole MCB (IH31P0C010) | No. | 4.0000 | 100.0000 | 158.001.001.005.004.003.001.014.004.003. | 100.0000 | Material | 0 | 0.0000
604541 | A-1504-2BHK Internal Flat DB Work | No. | 1.0000 | 1.0000 | 28297 | 20A Single Pole MCB (IH31P0C020) | No. | 8.0000 | 300.0000 | 158.001.001.005.004.003.001.014.004.003. | 300.0000 | Material | 0 | 0.0000
604541 | A-1504-2BHK Internal Flat DB Work | No. | 1.0000 | 1.0000 | 28776 | 4 Way TPN DB with tel. compartment IHETPNYV004 | No. | 1.0000 | 118.0000 | 158.001.001.005.004.003.001.014.004.003. | 100.0000 | Material | 45 | 18.0000 | C+S GST 18% I/P RD
604541 | A-1504-2BHK Internal Flat DB Work | No. | 1.0000 | 1.0000 | 28545 | 40 AMP RCCB 4 Pole 30ma IH3R440030 | No. | 1.0000 | 118.0000 | 158.001.001.005.004.003.001.014.004.003. | 100.0000 | Material | 45 | 18.0000 | C+S GST 18% I/P RD
610585 | A-1504-2BHK Int. Flat Switch Socket Material | No. | 1.0000 | 1.0000 | 5238 | 16A 1way switch w indi.(572063 | No. | 8.0000 | 127.5800 | 158.001.001.005.004.003.001.014.004.004. | 0.0000 | Material | 0 | 0.0000
610585 | A-1504-2BHK Int. Flat Switch Socket Material | No. | 1.0000 | 1.0000 | 8655 | 16A socket (573471) | No. | 10.0000 | 254.0000 | 158.001.001.005.004.003.001.014.004.004. | 254.0000 | Material | 0 | 0.0000
610585 | A-1504-2BHK Int. Flat Switch Socket Material | No. | 1.0000 | 1.0000 | 793 | 6 A Bell Push (573413) | No. | 1.0000 | 22.0500 | 158.001.001.005.004.003.001.014.004.004. | 0.0000 | Material | 0 | 0.0000
610585 | A-1504-2BHK Int. Flat Switch Socket Material | No. | 1.0000 | 1.0000 | 7294 | 6A 2 Way Switch (573402) | No. | 4.0000 | 130.0000 | 158.001.001.005.004.003.001.014.004.004. | 0.0000 | Material | 0 | 0.0000
610585 | A-1504-2BHK Int. Flat Switch Socket Material | No. | 1.0000 | 1.0000 | 28162 | 6A 3Pin Socket (573424) | No. | 25.0000 | 290.0000 | 158.001.001.005.004.003.001.014.004.004. | 290.0000 | Material | 0 | 0.0000
610585 | A-1504-2BHK Int. Flat Switch Socket Material | No. | 1.0000 | 1.0000 | 5240 | 6A One way Switch (573400) | No. | 51.0000 | 72.7600 | 158.001.001.005.004.003.001.014.004.004. | 0.0000 | Material | 0 | 0.0000
610585 | A-1504-2BHK Int. Flat Switch Socket Material | No. | 1.0000 | 1.0000 | 2556 | Angle Holder | No. | 5.0000 | 28.0000 | 158.001.001.005.004.003.001.014.004.004. | 0.0000 | Material | 0 | 0.0000
610585 | A-1504-2BHK Int. Flat Switch Socket Material | No. | 1.0000 | 1.0000 | 5244 | Blank Plate 1m (573449) | No. | 9.0000 | 19.8400 | 158.001.001.005.004.003.001.014.004.004. | 0.0000 | Material | 0 | 0.0000
610585 | A-1504-2BHK Int. Flat Switch Socket Material | No. | 1.0000 | 1.0000 | 1714 | Connector | No. | 4.0000 | 9.0000 | 158.001.001.005.004.003.001.014.004.004. | 0.0000 | Material | 0 | 0.0000
610585 | A-1504-2BHK Int. Flat Switch Socket Material | No. | 1.0000 | 1.0000 | 6758 | Fan Step Reg (573469) | No. | 6.0000 | 432.3400 | 158.001.001.005.004.003.001.014.004.004. | 0.0000 | Material | 0 | 0.0000
610585 | A-1504-2BHK Int. Flat Switch Socket Material | No. | 1.0000 | 1.0000 | 3287 | Round Plate 4" - No. | No. | 38.0000 | 9.0000 | 158.001.001.005.004.003.001.014.004.004. | 0.0000 | Material | 0 | 0.0000
610585 | A-1504-2BHK Int. Flat Switch Socket Material | No. | 1.0000 | 1.0000 | 9555 | Round Plate 6" | No. | 6.0000 | 6.0000 | 158.001.001.005.004.003.001.014.004.004. | 0.0000 | Material | 0 | 0.0000
610585 | A-1504-2BHK Int. Flat Switch Socket Material | No. | 1.0000 | 1.0000 | 6757 | T.V. Socket (573425) | No. | 3.0000 | 83.1600 | 158.001.001.005.004.003.001.014.004.004. | 0.0000 | Material | 0 | 0.0000
610585 | A-1504-2BHK Int. Flat Switch Socket Material | No. | 1.0000 | 1.0000 | 5242 | Tel. Socket 1mod (573426) | No. | 1.0000 | 79.3800 | 158.001.001.005.004.003.001.014.004.004. | 0.0000 | Material | 0 | 0.0000
673862 | A-1504-2BHK Internal Flat Wiring. | No. | 1.0000 | 1.0000 | 23458 | 2 Pair telephone cable | Mtrs | 0.0000 | 50.0000 | 158.001.001.005.004.003.001.014.004.005. | 50.0000 | Material | 0 | 0.0000
673862 | A-1504-2BHK Internal Flat Wiring. | No. | 1.0000 | 1.0000 | 12468 | PVC Copper Wire 1.5 Sqmm black | Mtrs | 123.7750 | 8.8600 | 158.001.001.005.004.003.001.014.004.005. | 8.8600 | Material | 0 | 0.0000
673862 | A-1504-2BHK Internal Flat Wiring. | No. | 1.0000 | 1.0000 | 12530 | PVC Copper Wire 1.5 Sqmm blue | Mtrs | 105.7500 | 8.8600 | 158.001.001.005.004.003.001.014.004.005. | 8.8600 | Material | 0 | 0.0000
673862 | A-1504-2BHK Internal Flat Wiring. | No. | 1.0000 | 1.0000 | 12469 | PVC Copper Wire 1.5 Sqmm green | Mtrs | 78.9800 | 8.8700 | 158.001.001.005.004.003.001.014.004.005. | 0.0000 | Material | 0 | 0.0000
673862 | A-1504-2BHK Internal Flat Wiring. | No. | 1.0000 | 1.0000 | 26439 | PVC Copper Wire 1.5 Sqmm Grey | Mtrs | 0.0000 | 100.0000 | 158.001.001.005.004.003.001.014.004.005. | 100.0000 | Material | 0 | 0.0000
673862 | A-1504-2BHK Internal Flat Wiring. | No. | 1.0000 | 1.0000 | 12466 | PVC Copper Wire 1.5 Sqmm red | Mtrs | 35.5000 | 8.8700 | 158.001.001.005.004.003.001.014.004.005. | 8.8700 | Material | 0 | 0.0000
673862 | A-1504-2BHK Internal Flat Wiring. | No. | 1.0000 | 1.0000 | 12529 | PVC Copper Wire 1.5 Sqmm yellow | Mtrs | 151.3250 | 10.0000 | 158.001.001.005.004.003.001.014.004.005. | 10.0000 | Material | 0 | 0.0000
673862 | A-1504-2BHK Internal Flat Wiring. | No. | 1.0000 | 1.0000 | 12471 | PVC Copper Wire 2.5 Sqmm black | Mtrs | 110.7250 | 14.2800 | 158.001.001.005.004.003.001.014.004.005. | 14.2800 | Material | 0 | 0.0000
673862 | A-1504-2BHK Internal Flat Wiring. | No. | 1.0000 | 1.0000 | 12527 | PVC Copper Wire 2.5 Sqmm blue | Mtrs | 0 | 14.2800 | 158.001.001.005.004.003.001.014.004.005. | 0.0000 | Material | 0 | 0.0000
673862 | A-1504-2BHK Internal Flat Wiring. | No. | 1.0000 | 1.0000 | 12472 | PVC Copper Wire 2.5 Sqmm green | Mtrs | 65.9800 | 14.2800 | 158.001.001.005.004.003.001.014.004.005. | 0.0000 | Material | 0 | 0.0000
673862 | A-1504-2BHK Internal Flat Wiring. | No. | 1.0000 | 1.0000 | 12470 | PVC Copper Wire 2.5 Sqmm red | Mtrs | 75.2500 | 14.2800 | 158.001.001.005.004.003.001.014.004.005. | 0.0000 | Material | 0 | 0.0000
673862 | A-1504-2BHK Internal Flat Wiring. | No. | 1.0000 | 1.0000 | 12528 | PVC Copper Wire 2.5 Sqmm yellow | Mtrs | 0.0000 | 14.2800 | 158.001.001.005.004.003.001.014.004.005. | 14.2800 | Material | 0 | 0.0000
673862 | A-1504-2BHK Internal Flat Wiring. | No. | 1.0000 | 1.0000 | 12475 | PVC Copper Wire 4 Sqmm black | Mtrs | 115.8500 | 21.1200 | 158.001.001.005.004.003.001.014.004.005. | 0.0000 | Material | 0 | 0.0000
673862 | A-1504-2BHK Internal Flat Wiring. | No. | 1.0000 | 1.0000 | 13068 | PVC Copper Wire 4 Sqmm blue | Mtrs | 77.5000 | 10.0000 | 158.001.001.005.004.003.001.014.004.005. | 0.0000 | Material | 0 | 0.0000
673862 | A-1504-2BHK Internal Flat Wiring. | No. | 1.0000 | 1.0000 | 12474 | PVC Copper Wire 4 Sqmm red | Mtrs | 0.0000 | 21.1200 | 158.001.001.005.004.003.001.014.004.005. | 0.0000 | Material | 0 | 0.0000
673862 | A-1504-2BHK Internal Flat Wiring. | No. | 1.0000 | 1.0000 | 13067 | PVC Copper Wire 4 Sqmm yellow | Mtrs | 81.9250 | 10.0000 | 158.001.001.005.004.003.001.014.004.005. | 0.0000 | Material | 0 | 0.0000
673862 | A-1504-2BHK Internal Flat Wiring. | No. | 1.0000 | 1.0000 | 1010 | RG-6 Co-Axial Cable | Mtrs | 0.0000 | 14.3900 | 158.001.001.005.004.003.001.014.004.005. | 0.0000 | Material | 0 | 0.0000
570185 | A-1505-2BHK Internal Electrical work | No. | 1.0000 | 1.0000 | 26454 | 12 Module GI Concealed Box | No. | 2.0000 | 255.0000 | 158.001.001.005.004.003.001.014.005.001. | 255.0000 | Material | 0 | 0.0000
570185 | A-1505-2BHK Internal Electrical work | No. | 1.0000 | 1.0000 | 5245 | 12M Plate (575770) | No. | 2.0000 | 225.8600 | 158.001.001.005.004.003.001.014.005.001. | 0.0000 | Material | 0 | 0.0000
570185 | A-1505-2BHK Internal Electrical work | No. | 1.0000 | 1.0000 | 26448 | 2 Module GI Concealed Box | No. | 9.0000 | 75.0000 | 158.001.001.005.004.003.001.014.005.001. | 75.0000 | Material | 0 | 0.0000
570185 | A-1505-2BHK Internal Electrical work | No. | 1.0000 | 1.0000 | 5250 | 2M Plate (575710) | No. | 9.0000 | 60.4800 | 158.001.001.005.004.003.001.014.005.001. | 0.0000 | Material | 0 | 0.0000
570185 | A-1505-2BHK Internal Electrical work | No. | 1.0000 | 1.0000 | 26449 | 3 Module GI Concealed Box | No. | 11.0000 | 105.0000 | 158.001.001.005.004.003.001.014.005.001. | 105.0000 | Material | 0 | 0.0000
570185 | A-1505-2BHK Internal Electrical work | No. | 1.0000 | 1.0000 | 5249 | 3M Plate (575720) | No. | 11.0000 | 68.9800 | 158.001.001.005.004.003.001.014.005.001. | 0.0000 | Material | 0 | 0.0000
570185 | A-1505-2BHK Internal Electrical work | No. | 1.0000 | 1.0000 | 26450 | 4 Module GI Concealed Box | No. | 3.0000 | 130.0000 | 158.001.001.005.004.003.001.014.005.001. | 130.0000 | Material | 0 | 0.0000
570185 | A-1505-2BHK Internal Electrical work | No. | 1.0000 | 1.0000 | 5248 | 4M Plate (575730) | No. | 3.0000 | 72.7600 | 158.001.001.005.004.003.001.014.005.001. | 0.0000 | Material | 0 | 0.0000
570185 | A-1505-2BHK Internal Electrical work | No. | 1.0000 | 1.0000 | 26451 | 6 Module GI Concealed Box | No. | 7.0000 | 160.0000 | 158.001.001.005.004.003.001.014.005.001. | 160.0000 | Material | 0 | 0.0000
570185 | A-1505-2BHK Internal Electrical work | No. | 1.0000 | 1.0000 | 5247 | 6M Plate (575740) | No. | 7.0000 | 131.3500 | 158.001.001.005.004.003.001.014.005.001. | 0.0000 | Material | 0 | 0.0000
570185 | A-1505-2BHK Internal Electrical work | No. | 1.0000 | 1.0000 | 26452 | 8 Module GI Concealed Box | No. | 4.0000 | 215.0000 | 158.001.001.005.004.003.001.014.005.001. | 215.0000 | Material | 0 | 0.0000
570185 | A-1505-2BHK Internal Electrical work | No. | 1.0000 | 1.0000 | 5246 | 8M Hzl Plate (575750) | No. | 4.0000 | 144.5800 | 158.001.001.005.004.003.001.014.005.001. | 0.0000 | Material | 0 | 0.0000
570194 | A-1505-2BHK Wall Conduting Material 2BHK | No. | 1.0000 | 1.0000 | 8482 | Flexible Pipe 3/4" | Mtrs | 3.0000 | 5.2500 | 158.001.001.005.004.003.001.014.005.002. | 0.0000 | Material | 0 | 0.0000
570194 | A-1505-2BHK Wall Conduting Material 2BHK | No. | 1.0000 | 1.0000 | 501 | Nails 3" | Kgs | 0.5000 | 63.0000 | 158.001.001.005.004.003.001.014.005.002. | 0.0000 | Material | 0 | 0.0000
570194 | A-1505-2BHK Wall Conduting Material 2BHK | No. | 1.0000 | 1.0000 | 3246 | PVC 1 way Junction Box 1" | No. | 4.0000 | 18.2000 | 158.001.001.005.004.003.001.014.005.002. | 0.0000 | Material | 0 | 0.0000
570194 | A-1505-2BHK Wall Conduting Material 2BHK | No. | 1.0000 | 1.0000 | 838 | PVC Conduit Bend 1" | No. | 13.0000 | 6.3500 | 158.001.001.005.004.003.001.014.005.002. | 6.3500 | Material | 0 | 0.0000
570194 | A-1505-2BHK Wall Conduting Material 2BHK | No. | 1.0000 | 1.0000 | 837 | PVC Conduit Pipe 1" mtrs | Mtrs | 90.0000 | 18.6000 | 158.001.001.005.004.003.001.014.005.002. | 18.6000 | Material | 0 | 0.0000
604542 | A-1505-2BHK Internal Flat DB Work | No. | 1.0000 | 1.0000 | 28289 | 10A Single Pole MCB (IH31P0C010) | No. | 4.0000 | 100.0000 | 158.001.001.005.004.003.001.014.005.003. | 100.0000 | Material | 0 | 0.0000
604542 | A-1505-2BHK Internal Flat DB Work | No. | 1.0000 | 1.0000 | 28297 | 20A Single Pole MCB (IH31P0C020) | No. | 8.0000 | 300.0000 | 158.001.001.005.004.003.001.014.005.003. | 300.0000 | Material | 0 | 0.0000
604542 | A-1505-2BHK Internal Flat DB Work | No. | 1.0000 | 1.0000 | 28776 | 4 Way TPN DB with tel. compartment IHETPNYV004 | No. | 1.0000 | 118.0000 | 158.001.001.005.004.003.001.014.005.003. | 100.0000 | Material | 45 | 18.0000 | C+S GST 18% I/P RD
604542 | A-1505-2BHK Internal Flat DB Work | No. | 1.0000 | 1.0000 | 28545 | 40 AMP RCCB 4 Pole 30ma IH3R440030 | No. | 1.0000 | 118.0000 | 158.001.001.005.004.003.001.014.005.003. | 100.0000 | Material | 45 | 18.0000 | C+S GST 18% I/P RD
610586 | A-1505-2BHK Int. Flat Switch Socket Material | No. | 1.0000 | 1.0000 | 5238 | 16A 1way switch w indi.(572063 | No. | 8.0000 | 127.5800 | 158.001.001.005.004.003.001.014.005.004. | 0.0000 | Material | 0 | 0.0000
610586 | A-1505-2BHK Int. Flat Switch Socket Material | No. | 1.0000 | 1.0000 | 8655 | 16A socket (573471) | No. | 10.0000 | 254.0000 | 158.001.001.005.004.003.001.014.005.004. | 254.0000 | Material | 0 | 0.0000
610586 | A-1505-2BHK Int. Flat Switch Socket Material | No. | 1.0000 | 1.0000 | 793 | 6 A Bell Push (573413) | No. | 1.0000 | 22.0500 | 158.001.001.005.004.003.001.014.005.004. | 0.0000 | Material | 0 | 0.0000
610586 | A-1505-2BHK Int. Flat Switch Socket Material | No. | 1.0000 | 1.0000 | 7294 | 6A 2 Way Switch (573402) | No. | 4.0000 | 130.0000 | 158.001.001.005.004.003.001.014.005.004. | 0.0000 | Material | 0 | 0.0000
610586 | A-1505-2BHK Int. Flat Switch Socket Material | No. | 1.0000 | 1.0000 | 28162 | 6A 3Pin Socket (573424) | No. | 25.0000 | 290.0000 | 158.001.001.005.004.003.001.014.005.004. | 290.0000 | Material | 0 | 0.0000
610586 | A-1505-2BHK Int. Flat Switch Socket Material | No. | 1.0000 | 1.0000 | 5240 | 6A One way Switch (573400) | No. | 51.0000 | 72.7600 | 158.001.001.005.004.003.001.014.005.004. | 0.0000 | Material | 0 | 0.0000
610586 | A-1505-2BHK Int. Flat Switch Socket Material | No. | 1.0000 | 1.0000 | 2556 | Angle Holder | No. | 5.0000 | 28.0000 | 158.001.001.005.004.003.001.014.005.004. | 0.0000 | Material | 0 | 0.0000
610586 | A-1505-2BHK Int. Flat Switch Socket Material | No. | 1.0000 | 1.0000 | 5244 | Blank Plate 1m (573449) | No. | 9.0000 | 19.8400 | 158.001.001.005.004.003.001.014.005.004. | 0.0000 | Material | 0 | 0.0000
610586 | A-1505-2BHK Int. Flat Switch Socket Material | No. | 1.0000 | 1.0000 | 1714 | Connector | No. | 4.0000 | 9.0000 | 158.001.001.005.004.003.001.014.005.004. | 0.0000 | Material | 0 | 0.0000
610586 | A-1505-2BHK Int. Flat Switch Socket Material | No. | 1.0000 | 1.0000 | 6758 | Fan Step Reg (573469) | No. | 6.0000 | 432.3400 | 158.001.001.005.004.003.001.014.005.004. | 0.0000 | Material | 0 | 0.0000
610586 | A-1505-2BHK Int. Flat Switch Socket Material | No. | 1.0000 | 1.0000 | 3287 | Round Plate 4" - No. | No. | 38.0000 | 9.0000 | 158.001.001.005.004.003.001.014.005.004. | 0.0000 | Material | 0 | 0.0000
610586 | A-1505-2BHK Int. Flat Switch Socket Material | No. | 1.0000 | 1.0000 | 9555 | Round Plate 6" | No. | 6.0000 | 6.0000 | 158.001.001.005.004.003.001.014.005.004. | 0.0000 | Material | 0 | 0.0000
610586 | A-1505-2BHK Int. Flat Switch Socket Material | No. | 1.0000 | 1.0000 | 6757 | T.V. Socket (573425) | No. | 3.0000 | 83.1600 | 158.001.001.005.004.003.001.014.005.004. | 0.0000 | Material | 0 | 0.0000
610586 | A-1505-2BHK Int. Flat Switch Socket Material | No. | 1.0000 | 1.0000 | 5242 | Tel. Socket 1mod (573426) | No. | 1.0000 | 79.3800 | 158.001.001.005.004.003.001.014.005.004. | 0.0000 | Material | 0 | 0.0000
673863 | A-1505-2BHK Internal Flat Wiring. | No. | 1.0000 | 1.0000 | 23458 | 2 Pair telephone cable | Mtrs | 0.0000 | 50.0000 | 158.001.001.005.004.003.001.014.005.005. | 50.0000 | Material | 0 | 0.0000
673863 | A-1505-2BHK Internal Flat Wiring. | No. | 1.0000 | 1.0000 | 12468 | PVC Copper Wire 1.5 Sqmm black | Mtrs | 123.7750 | 8.8600 | 158.001.001.005.004.003.001.014.005.005. | 8.8600 | Material | 0 | 0.0000
673863 | A-1505-2BHK Internal Flat Wiring. | No. | 1.0000 | 1.0000 | 12530 | PVC Copper Wire 1.5 Sqmm blue | Mtrs | 105.7500 | 8.8600 | 158.001.001.005.004.003.001.014.005.005. | 8.8600 | Material | 0 | 0.0000
673863 | A-1505-2BHK Internal Flat Wiring. | No. | 1.0000 | 1.0000 | 12469 | PVC Copper Wire 1.5 Sqmm green | Mtrs | 78.9800 | 8.8700 | 158.001.001.005.004.003.001.014.005.005. | 0.0000 | Material | 0 | 0.0000
673863 | A-1505-2BHK Internal Flat Wiring. | No. | 1.0000 | 1.0000 | 26439 | PVC Copper Wire 1.5 Sqmm Grey | Mtrs | 0.0000 | 100.0000 | 158.001.001.005.004.003.001.014.005.005. | 100.0000 | Material | 0 | 0.0000
673863 | A-1505-2BHK Internal Flat Wiring. | No. | 1.0000 | 1.0000 | 12466 | PVC Copper Wire 1.5 Sqmm red | Mtrs | 35.5000 | 8.8700 | 158.001.001.005.004.003.001.014.005.005. | 8.8700 | Material | 0 | 0.0000
673863 | A-1505-2BHK Internal Flat Wiring. | No. | 1.0000 | 1.0000 | 12529 | PVC Copper Wire 1.5 Sqmm yellow | Mtrs | 151.3250 | 10.0000 | 158.001.001.005.004.003.001.014.005.005. | 10.0000 | Material | 0 | 0.0000
673863 | A-1505-2BHK Internal Flat Wiring. | No. | 1.0000 | 1.0000 | 12471 | PVC Copper Wire 2.5 Sqmm black | Mtrs | 110.7250 | 14.2800 | 158.001.001.005.004.003.001.014.005.005. | 14.2800 | Material | 0 | 0.0000
673863 | A-1505-2BHK Internal Flat Wiring. | No. | 1.0000 | 1.0000 | 12527 | PVC Copper Wire 2.5 Sqmm blue | Mtrs | 0 | 14.2800 | 158.001.001.005.004.003.001.014.005.005. | 0.0000 | Material | 0 | 0.0000
673863 | A-1505-2BHK Internal Flat Wiring. | No. | 1.0000 | 1.0000 | 12472 | PVC Copper Wire 2.5 Sqmm green | Mtrs | 65.9800 | 14.2800 | 158.001.001.005.004.003.001.014.005.005. | 0.0000 | Material | 0 | 0.0000
673863 | A-1505-2BHK Internal Flat Wiring. | No. | 1.0000 | 1.0000 | 12470 | PVC Copper Wire 2.5 Sqmm red | Mtrs | 75.2500 | 14.2800 | 158.001.001.005.004.003.001.014.005.005. | 0.0000 | Material | 0 | 0.0000
673863 | A-1505-2BHK Internal Flat Wiring. | No. | 1.0000 | 1.0000 | 12528 | PVC Copper Wire 2.5 Sqmm yellow | Mtrs | 0.0000 | 14.2800 | 158.001.001.005.004.003.001.014.005.005. | 14.2800 | Material | 0 | 0.0000
673863 | A-1505-2BHK Internal Flat Wiring. | No. | 1.0000 | 1.0000 | 12475 | PVC Copper Wire 4 Sqmm black | Mtrs | 115.8500 | 21.1200 | 158.001.001.005.004.003.001.014.005.005. | 0.0000 | Material | 0 | 0.0000
673863 | A-1505-2BHK Internal Flat Wiring. | No. | 1.0000 | 1.0000 | 13068 | PVC Copper Wire 4 Sqmm blue | Mtrs | 77.5000 | 10.0000 | 158.001.001.005.004.003.001.014.005.005. | 0.0000 | Material | 0 | 0.0000
673863 | A-1505-2BHK Internal Flat Wiring. | No. | 1.0000 | 1.0000 | 12474 | PVC Copper Wire 4 Sqmm red | Mtrs | 0.0000 | 21.1200 | 158.001.001.005.004.003.001.014.005.005. | 0.0000 | Material | 0 | 0.0000
673863 | A-1505-2BHK Internal Flat Wiring. | No. | 1.0000 | 1.0000 | 13067 | PVC Copper Wire 4 Sqmm yellow | Mtrs | 81.9250 | 10.0000 | 158.001.001.005.004.003.001.014.005.005. | 0.0000 | Material | 0 | 0.0000
673863 | A-1505-2BHK Internal Flat Wiring. | No. | 1.0000 | 1.0000 | 1010 | RG-6 Co-Axial Cable | Mtrs | 0.0000 | 14.3900 | 158.001.001.005.004.003.001.014.005.005. | 0.0000 | Material | 0 | 0.0000
570186 | A-1506-2BHK Internal Electrical work | No. | 1.0000 | 1.0000 | 26454 | 12 Module GI Concealed Box | No. | 2.0000 | 255.0000 | 158.001.001.005.004.003.001.014.006.001. | 255.0000 | Material | 0 | 0.0000
570186 | A-1506-2BHK Internal Electrical work | No. | 1.0000 | 1.0000 | 5245 | 12M Plate (575770) | No. | 2.0000 | 225.8600 | 158.001.001.005.004.003.001.014.006.001. | 0.0000 | Material | 0 | 0.0000
570186 | A-1506-2BHK Internal Electrical work | No. | 1.0000 | 1.0000 | 26448 | 2 Module GI Concealed Box | No. | 9.0000 | 75.0000 | 158.001.001.005.004.003.001.014.006.001. | 75.0000 | Material | 0 | 0.0000
570186 | A-1506-2BHK Internal Electrical work | No. | 1.0000 | 1.0000 | 5250 | 2M Plate (575710) | No. | 9.0000 | 60.4800 | 158.001.001.005.004.003.001.014.006.001. | 0.0000 | Material | 0 | 0.0000
570186 | A-1506-2BHK Internal Electrical work | No. | 1.0000 | 1.0000 | 26449 | 3 Module GI Concealed Box | No. | 11.0000 | 105.0000 | 158.001.001.005.004.003.001.014.006.001. | 105.0000 | Material | 0 | 0.0000
570186 | A-1506-2BHK Internal Electrical work | No. | 1.0000 | 1.0000 | 5249 | 3M Plate (575720) | No. | 11.0000 | 68.9800 | 158.001.001.005.004.003.001.014.006.001. | 0.0000 | Material | 0 | 0.0000
570186 | A-1506-2BHK Internal Electrical work | No. | 1.0000 | 1.0000 | 26450 | 4 Module GI Concealed Box | No. | 3.0000 | 130.0000 | 158.001.001.005.004.003.001.014.006.001. | 130.0000 | Material | 0 | 0.0000
570186 | A-1506-2BHK Internal Electrical work | No. | 1.0000 | 1.0000 | 5248 | 4M Plate (575730) | No. | 3.0000 | 72.7600 | 158.001.001.005.004.003.001.014.006.001. | 0.0000 | Material | 0 | 0.0000
570186 | A-1506-2BHK Internal Electrical work | No. | 1.0000 | 1.0000 | 26451 | 6 Module GI Concealed Box | No. | 7.0000 | 160.0000 | 158.001.001.005.004.003.001.014.006.001. | 160.0000 | Material | 0 | 0.0000
570186 | A-1506-2BHK Internal Electrical work | No. | 1.0000 | 1.0000 | 5247 | 6M Plate (575740) | No. | 7.0000 | 131.3500 | 158.001.001.005.004.003.001.014.006.001. | 0.0000 | Material | 0 | 0.0000
570186 | A-1506-2BHK Internal Electrical work | No. | 1.0000 | 1.0000 | 26452 | 8 Module GI Concealed Box | No. | 4.0000 | 215.0000 | 158.001.001.005.004.003.001.014.006.001. | 215.0000 | Material | 0 | 0.0000
570186 | A-1506-2BHK Internal Electrical work | No. | 1.0000 | 1.0000 | 5246 | 8M Hzl Plate (575750) | No. | 4.0000 | 144.5800 | 158.001.001.005.004.003.001.014.006.001. | 0.0000 | Material | 0 | 0.0000
570195 | A-1506-2BHK Wall Conduting Material 2BHK | No. | 1.0000 | 1.0000 | 8482 | Flexible Pipe 3/4" | Mtrs | 3.0000 | 5.2500 | 158.001.001.005.004.003.001.014.006.002. | 0.0000 | Material | 0 | 0.0000
570195 | A-1506-2BHK Wall Conduting Material 2BHK | No. | 1.0000 | 1.0000 | 501 | Nails 3" | Kgs | 0.5000 | 63.0000 | 158.001.001.005.004.003.001.014.006.002. | 0.0000 | Material | 0 | 0.0000
570195 | A-1506-2BHK Wall Conduting Material 2BHK | No. | 1.0000 | 1.0000 | 3246 | PVC 1 way Junction Box 1" | No. | 4.0000 | 18.2000 | 158.001.001.005.004.003.001.014.006.002. | 0.0000 | Material | 0 | 0.0000
570195 | A-1506-2BHK Wall Conduting Material 2BHK | No. | 1.0000 | 1.0000 | 838 | PVC Conduit Bend 1" | No. | 13.0000 | 6.3500 | 158.001.001.005.004.003.001.014.006.002. | 6.3500 | Material | 0 | 0.0000
570195 | A-1506-2BHK Wall Conduting Material 2BHK | No. | 1.0000 | 1.0000 | 837 | PVC Conduit Pipe 1" mtrs | Mtrs | 90.0000 | 18.6000 | 158.001.001.005.004.003.001.014.006.002. | 18.6000 | Material | 0 | 0.0000
604543 | A-1506-2BHK Internal Flat DB Work | No. | 1.0000 | 1.0000 | 28289 | 10A Single Pole MCB (IH31P0C010) | No. | 4.0000 | 100.0000 | 158.001.001.005.004.003.001.014.006.003. | 100.0000 | Material | 0 | 0.0000
604543 | A-1506-2BHK Internal Flat DB Work | No. | 1.0000 | 1.0000 | 28297 | 20A Single Pole MCB (IH31P0C020) | No. | 8.0000 | 300.0000 | 158.001.001.005.004.003.001.014.006.003. | 300.0000 | Material | 0 | 0.0000
604543 | A-1506-2BHK Internal Flat DB Work | No. | 1.0000 | 1.0000 | 28776 | 4 Way TPN DB with tel. compartment IHETPNYV004 | No. | 1.0000 | 118.0000 | 158.001.001.005.004.003.001.014.006.003. | 100.0000 | Material | 45 | 18.0000 | C+S GST 18% I/P RD
604543 | A-1506-2BHK Internal Flat DB Work | No. | 1.0000 | 1.0000 | 28545 | 40 AMP RCCB 4 Pole 30ma IH3R440030 | No. | 1.0000 | 118.0000 | 158.001.001.005.004.003.001.014.006.003. | 100.0000 | Material | 45 | 18.0000 | C+S GST 18% I/P RD
610587 | A-1506-2BHK Int. Flat Switch Socket Material | No. | 1.0000 | 1.0000 | 5238 | 16A 1way switch w indi.(572063 | No. | 8.0000 | 127.5800 | 158.001.001.005.004.003.001.014.006.004. | 0.0000 | Material | 0 | 0.0000
610587 | A-1506-2BHK Int. Flat Switch Socket Material | No. | 1.0000 | 1.0000 | 8655 | 16A socket (573471) | No. | 10.0000 | 254.0000 | 158.001.001.005.004.003.001.014.006.004. | 254.0000 | Material | 0 | 0.0000
610587 | A-1506-2BHK Int. Flat Switch Socket Material | No. | 1.0000 | 1.0000 | 793 | 6 A Bell Push (573413) | No. | 1.0000 | 22.0500 | 158.001.001.005.004.003.001.014.006.004. | 0.0000 | Material | 0 | 0.0000
610587 | A-1506-2BHK Int. Flat Switch Socket Material | No. | 1.0000 | 1.0000 | 7294 | 6A 2 Way Switch (573402) | No. | 4.0000 | 130.0000 | 158.001.001.005.004.003.001.014.006.004. | 0.0000 | Material | 0 | 0.0000
610587 | A-1506-2BHK Int. Flat Switch Socket Material | No. | 1.0000 | 1.0000 | 28162 | 6A 3Pin Socket (573424) | No. | 25.0000 | 290.0000 | 158.001.001.005.004.003.001.014.006.004. | 290.0000 | Material | 0 | 0.0000
610587 | A-1506-2BHK Int. Flat Switch Socket Material | No. | 1.0000 | 1.0000 | 5240 | 6A One way Switch (573400) | No. | 51.0000 | 72.7600 | 158.001.001.005.004.003.001.014.006.004. | 0.0000 | Material | 0 | 0.0000
610587 | A-1506-2BHK Int. Flat Switch Socket Material | No. | 1.0000 | 1.0000 | 2556 | Angle Holder | No. | 5.0000 | 28.0000 | 158.001.001.005.004.003.001.014.006.004. | 0.0000 | Material | 0 | 0.0000
610587 | A-1506-2BHK Int. Flat Switch Socket Material | No. | 1.0000 | 1.0000 | 5244 | Blank Plate 1m (573449) | No. | 9.0000 | 19.8400 | 158.001.001.005.004.003.001.014.006.004. | 0.0000 | Material | 0 | 0.0000
610587 | A-1506-2BHK Int. Flat Switch Socket Material | No. | 1.0000 | 1.0000 | 1714 | Connector | No. | 4.0000 | 9.0000 | 158.001.001.005.004.003.001.014.006.004. | 0.0000 | Material | 0 | 0.0000
610587 | A-1506-2BHK Int. Flat Switch Socket Material | No. | 1.0000 | 1.0000 | 6758 | Fan Step Reg (573469) | No. | 6.0000 | 432.3400 | 158.001.001.005.004.003.001.014.006.004. | 0.0000 | Material | 0 | 0.0000
610587 | A-1506-2BHK Int. Flat Switch Socket Material | No. | 1.0000 | 1.0000 | 3287 | Round Plate 4" - No. | No. | 38.0000 | 9.0000 | 158.001.001.005.004.003.001.014.006.004. | 0.0000 | Material | 0 | 0.0000
610587 | A-1506-2BHK Int. Flat Switch Socket Material | No. | 1.0000 | 1.0000 | 9555 | Round Plate 6" | No. | 6.0000 | 6.0000 | 158.001.001.005.004.003.001.014.006.004. | 0.0000 | Material | 0 | 0.0000
610587 | A-1506-2BHK Int. Flat Switch Socket Material | No. | 1.0000 | 1.0000 | 6757 | T.V. Socket (573425) | No. | 3.0000 | 83.1600 | 158.001.001.005.004.003.001.014.006.004. | 0.0000 | Material | 0 | 0.0000
610587 | A-1506-2BHK Int. Flat Switch Socket Material | No. | 1.0000 | 1.0000 | 5242 | Tel. Socket 1mod (573426) | No. | 1.0000 | 79.3800 | 158.001.001.005.004.003.001.014.006.004. | 0.0000 | Material | 0 | 0.0000
673866 | A-1506-2BHK Internal Flat Wiring. | No. | 1.0000 | 1.0000 | 23458 | 2 Pair telephone cable | Mtrs | 0.0000 | 50.0000 | 158.001.001.005.004.003.001.014.006.005. | 50.0000 | Material | 0 | 0.0000
673866 | A-1506-2BHK Internal Flat Wiring. | No. | 1.0000 | 1.0000 | 12468 | PVC Copper Wire 1.5 Sqmm black | Mtrs | 123.7750 | 8.8600 | 158.001.001.005.004.003.001.014.006.005. | 8.8600 | Material | 0 | 0.0000
673866 | A-1506-2BHK Internal Flat Wiring. | No. | 1.0000 | 1.0000 | 12530 | PVC Copper Wire 1.5 Sqmm blue | Mtrs | 105.7500 | 8.8600 | 158.001.001.005.004.003.001.014.006.005. | 8.8600 | Material | 0 | 0.0000
673866 | A-1506-2BHK Internal Flat Wiring. | No. | 1.0000 | 1.0000 | 12469 | PVC Copper Wire 1.5 Sqmm green | Mtrs | 78.9800 | 8.8700 | 158.001.001.005.004.003.001.014.006.005. | 0.0000 | Material | 0 | 0.0000
673866 | A-1506-2BHK Internal Flat Wiring. | No. | 1.0000 | 1.0000 | 26439 | PVC Copper Wire 1.5 Sqmm Grey | Mtrs | 0.0000 | 100.0000 | 158.001.001.005.004.003.001.014.006.005. | 100.0000 | Material | 0 | 0.0000
673866 | A-1506-2BHK Internal Flat Wiring. | No. | 1.0000 | 1.0000 | 12466 | PVC Copper Wire 1.5 Sqmm red | Mtrs | 35.5000 | 8.8700 | 158.001.001.005.004.003.001.014.006.005. | 8.8700 | Material | 0 | 0.0000
673866 | A-1506-2BHK Internal Flat Wiring. | No. | 1.0000 | 1.0000 | 12529 | PVC Copper Wire 1.5 Sqmm yellow | Mtrs | 151.3250 | 10.0000 | 158.001.001.005.004.003.001.014.006.005. | 10.0000 | Material | 0 | 0.0000
673866 | A-1506-2BHK Internal Flat Wiring. | No. | 1.0000 | 1.0000 | 12471 | PVC Copper Wire 2.5 Sqmm black | Mtrs | 110.7250 | 14.2800 | 158.001.001.005.004.003.001.014.006.005. | 14.2800 | Material | 0 | 0.0000
673866 | A-1506-2BHK Internal Flat Wiring. | No. | 1.0000 | 1.0000 | 12527 | PVC Copper Wire 2.5 Sqmm blue | Mtrs | 0 | 14.2800 | 158.001.001.005.004.003.001.014.006.005. | 0.0000 | Material | 0 | 0.0000
673866 | A-1506-2BHK Internal Flat Wiring. | No. | 1.0000 | 1.0000 | 12472 | PVC Copper Wire 2.5 Sqmm green | Mtrs | 65.9800 | 14.2800 | 158.001.001.005.004.003.001.014.006.005. | 0.0000 | Material | 0 | 0.0000
673866 | A-1506-2BHK Internal Flat Wiring. | No. | 1.0000 | 1.0000 | 12470 | PVC Copper Wire 2.5 Sqmm red | Mtrs | 75.2500 | 14.2800 | 158.001.001.005.004.003.001.014.006.005. | 0.0000 | Material | 0 | 0.0000
673866 | A-1506-2BHK Internal Flat Wiring. | No. | 1.0000 | 1.0000 | 12528 | PVC Copper Wire 2.5 Sqmm yellow | Mtrs | 0.0000 | 14.2800 | 158.001.001.005.004.003.001.014.006.005. | 14.2800 | Material | 0 | 0.0000
673866 | A-1506-2BHK Internal Flat Wiring. | No. | 1.0000 | 1.0000 | 12475 | PVC Copper Wire 4 Sqmm black | Mtrs | 115.8500 | 21.1200 | 158.001.001.005.004.003.001.014.006.005. | 0.0000 | Material | 0 | 0.0000
673866 | A-1506-2BHK Internal Flat Wiring. | No. | 1.0000 | 1.0000 | 13068 | PVC Copper Wire 4 Sqmm blue | Mtrs | 77.5000 | 10.0000 | 158.001.001.005.004.003.001.014.006.005. | 0.0000 | Material | 0 | 0.0000
673866 | A-1506-2BHK Internal Flat Wiring. | No. | 1.0000 | 1.0000 | 12474 | PVC Copper Wire 4 Sqmm red | Mtrs | 0.0000 | 21.1200 | 158.001.001.005.004.003.001.014.006.005. | 0.0000 | Material | 0 | 0.0000
673866 | A-1506-2BHK Internal Flat Wiring. | No. | 1.0000 | 1.0000 | 13067 | PVC Copper Wire 4 Sqmm yellow | Mtrs | 81.9250 | 10.0000 | 158.001.001.005.004.003.001.014.006.005. | 0.0000 | Material | 0 | 0.0000
673866 | A-1506-2BHK Internal Flat Wiring. | No. | 1.0000 | 1.0000 | 1010 | RG-6 Co-Axial Cable | Mtrs | 0.0000 | 14.3900 | 158.001.001.005.004.003.001.014.006.005. | 0.0000 | Material | 0 | 0.0000
570187 | A-1507-2BHK Internal Electrical work | No. | 1.0000 | 1.0000 | 26454 | 12 Module GI Concealed Box | No. | 2.0000 | 255.0000 | 158.001.001.005.004.003.001.014.007.001. | 255.0000 | Material | 0 | 0.0000
570187 | A-1507-2BHK Internal Electrical work | No. | 1.0000 | 1.0000 | 5245 | 12M Plate (575770) | No. | 2.0000 | 225.8600 | 158.001.001.005.004.003.001.014.007.001. | 0.0000 | Material | 0 | 0.0000
570187 | A-1507-2BHK Internal Electrical work | No. | 1.0000 | 1.0000 | 26448 | 2 Module GI Concealed Box | No. | 9.0000 | 75.0000 | 158.001.001.005.004.003.001.014.007.001. | 75.0000 | Material | 0 | 0.0000
570187 | A-1507-2BHK Internal Electrical work | No. | 1.0000 | 1.0000 | 5250 | 2M Plate (575710) | No. | 9.0000 | 60.4800 | 158.001.001.005.004.003.001.014.007.001. | 0.0000 | Material | 0 | 0.0000
570187 | A-1507-2BHK Internal Electrical work | No. | 1.0000 | 1.0000 | 26449 | 3 Module GI Concealed Box | No. | 11.0000 | 105.0000 | 158.001.001.005.004.003.001.014.007.001. | 105.0000 | Material | 0 | 0.0000
570187 | A-1507-2BHK Internal Electrical work | No. | 1.0000 | 1.0000 | 5249 | 3M Plate (575720) | No. | 11.0000 | 68.9800 | 158.001.001.005.004.003.001.014.007.001. | 0.0000 | Material | 0 | 0.0000
570187 | A-1507-2BHK Internal Electrical work | No. | 1.0000 | 1.0000 | 26450 | 4 Module GI Concealed Box | No. | 3.0000 | 130.0000 | 158.001.001.005.004.003.001.014.007.001. | 130.0000 | Material | 0 | 0.0000
570187 | A-1507-2BHK Internal Electrical work | No. | 1.0000 | 1.0000 | 5248 | 4M Plate (575730) | No. | 3.0000 | 72.7600 | 158.001.001.005.004.003.001.014.007.001. | 0.0000 | Material | 0 | 0.0000
570187 | A-1507-2BHK Internal Electrical work | No. | 1.0000 | 1.0000 | 26451 | 6 Module GI Concealed Box | No. | 7.0000 | 160.0000 | 158.001.001.005.004.003.001.014.007.001. | 160.0000 | Material | 0 | 0.0000
570187 | A-1507-2BHK Internal Electrical work | No. | 1.0000 | 1.0000 | 5247 | 6M Plate (575740) | No. | 7.0000 | 131.3500 | 158.001.001.005.004.003.001.014.007.001. | 0.0000 | Material | 0 | 0.0000
570187 | A-1507-2BHK Internal Electrical work | No. | 1.0000 | 1.0000 | 26452 | 8 Module GI Concealed Box | No. | 4.0000 | 215.0000 | 158.001.001.005.004.003.001.014.007.001. | 215.0000 | Material | 0 | 0.0000
570187 | A-1507-2BHK Internal Electrical work | No. | 1.0000 | 1.0000 | 5246 | 8M Hzl Plate (575750) | No. | 4.0000 | 144.5800 | 158.001.001.005.004.003.001.014.007.001. | 0.0000 | Material | 0 | 0.0000
570196 | A-1507-2BHK Wall Conduting Material 2BHK | No. | 1.0000 | 1.0000 | 8482 | Flexible Pipe 3/4" | Mtrs | 3.0000 | 5.2500 | 158.001.001.005.004.003.001.014.007.002. | 0.0000 | Material | 0 | 0.0000
570196 | A-1507-2BHK Wall Conduting Material 2BHK | No. | 1.0000 | 1.0000 | 501 | Nails 3" | Kgs | 0.5000 | 63.0000 | 158.001.001.005.004.003.001.014.007.002. | 0.0000 | Material | 0 | 0.0000
570196 | A-1507-2BHK Wall Conduting Material 2BHK | No. | 1.0000 | 1.0000 | 3246 | PVC 1 way Junction Box 1" | No. | 4.0000 | 18.2000 | 158.001.001.005.004.003.001.014.007.002. | 0.0000 | Material | 0 | 0.0000
570196 | A-1507-2BHK Wall Conduting Material 2BHK | No. | 1.0000 | 1.0000 | 838 | PVC Conduit Bend 1" | No. | 13.0000 | 6.3500 | 158.001.001.005.004.003.001.014.007.002. | 6.3500 | Material | 0 | 0.0000
570196 | A-1507-2BHK Wall Conduting Material 2BHK | No. | 1.0000 | 1.0000 | 837 | PVC Conduit Pipe 1" mtrs | Mtrs | 90.0000 | 18.6000 | 158.001.001.005.004.003.001.014.007.002. | 18.6000 | Material | 0 | 0.0000
604544 | A-1507-2BHK Internal Flat DB Work | No. | 1.0000 | 1.0000 | 28289 | 10A Single Pole MCB (IH31P0C010) | No. | 4.0000 | 100.0000 | 158.001.001.005.004.003.001.014.007.003. | 100.0000 | Material | 0 | 0.0000
604544 | A-1507-2BHK Internal Flat DB Work | No. | 1.0000 | 1.0000 | 28297 | 20A Single Pole MCB (IH31P0C020) | No. | 8.0000 | 300.0000 | 158.001.001.005.004.003.001.014.007.003. | 300.0000 | Material | 0 | 0.0000
604544 | A-1507-2BHK Internal Flat DB Work | No. | 1.0000 | 1.0000 | 28776 | 4 Way TPN DB with tel. compartment IHETPNYV004 | No. | 1.0000 | 118.0000 | 158.001.001.005.004.003.001.014.007.003. | 100.0000 | Material | 45 | 18.0000 | C+S GST 18% I/P RD
604544 | A-1507-2BHK Internal Flat DB Work | No. | 1.0000 | 1.0000 | 28545 | 40 AMP RCCB 4 Pole 30ma IH3R440030 | No. | 1.0000 | 118.0000 | 158.001.001.005.004.003.001.014.007.003. | 100.0000 | Material | 45 | 18.0000 | C+S GST 18% I/P RD
610588 | A-1507-2BHK Int. Flat Switch Socket Material | No. | 1.0000 | 1.0000 | 5238 | 16A 1way switch w indi.(572063 | No. | 8.0000 | 127.5800 | 158.001.001.005.004.003.001.014.007.004. | 0.0000 | Material | 0 | 0.0000
610588 | A-1507-2BHK Int. Flat Switch Socket Material | No. | 1.0000 | 1.0000 | 8655 | 16A socket (573471) | No. | 10.0000 | 254.0000 | 158.001.001.005.004.003.001.014.007.004. | 254.0000 | Material | 0 | 0.0000
610588 | A-1507-2BHK Int. Flat Switch Socket Material | No. | 1.0000 | 1.0000 | 793 | 6 A Bell Push (573413) | No. | 1.0000 | 22.0500 | 158.001.001.005.004.003.001.014.007.004. | 0.0000 | Material | 0 | 0.0000
610588 | A-1507-2BHK Int. Flat Switch Socket Material | No. | 1.0000 | 1.0000 | 7294 | 6A 2 Way Switch (573402) | No. | 4.0000 | 130.0000 | 158.001.001.005.004.003.001.014.007.004. | 0.0000 | Material | 0 | 0.0000
610588 | A-1507-2BHK Int. Flat Switch Socket Material | No. | 1.0000 | 1.0000 | 28162 | 6A 3Pin Socket (573424) | No. | 25.0000 | 290.0000 | 158.001.001.005.004.003.001.014.007.004. | 290.0000 | Material | 0 | 0.0000
610588 | A-1507-2BHK Int. Flat Switch Socket Material | No. | 1.0000 | 1.0000 | 5240 | 6A One way Switch (573400) | No. | 51.0000 | 72.7600 | 158.001.001.005.004.003.001.014.007.004. | 0.0000 | Material | 0 | 0.0000
610588 | A-1507-2BHK Int. Flat Switch Socket Material | No. | 1.0000 | 1.0000 | 2556 | Angle Holder | No. | 5.0000 | 28.0000 | 158.001.001.005.004.003.001.014.007.004. | 0.0000 | Material | 0 | 0.0000
610588 | A-1507-2BHK Int. Flat Switch Socket Material | No. | 1.0000 | 1.0000 | 5244 | Blank Plate 1m (573449) | No. | 9.0000 | 19.8400 | 158.001.001.005.004.003.001.014.007.004. | 0.0000 | Material | 0 | 0.0000
610588 | A-1507-2BHK Int. Flat Switch Socket Material | No. | 1.0000 | 1.0000 | 1714 | Connector | No. | 4.0000 | 9.0000 | 158.001.001.005.004.003.001.014.007.004. | 0.0000 | Material | 0 | 0.0000
610588 | A-1507-2BHK Int. Flat Switch Socket Material | No. | 1.0000 | 1.0000 | 6758 | Fan Step Reg (573469) | No. | 6.0000 | 432.3400 | 158.001.001.005.004.003.001.014.007.004. | 0.0000 | Material | 0 | 0.0000
610588 | A-1507-2BHK Int. Flat Switch Socket Material | No. | 1.0000 | 1.0000 | 3287 | Round Plate 4" - No. | No. | 38.0000 | 9.0000 | 158.001.001.005.004.003.001.014.007.004. | 0.0000 | Material | 0 | 0.0000
610588 | A-1507-2BHK Int. Flat Switch Socket Material | No. | 1.0000 | 1.0000 | 9555 | Round Plate 6" | No. | 6.0000 | 6.0000 | 158.001.001.005.004.003.001.014.007.004. | 0.0000 | Material | 0 | 0.0000
610588 | A-1507-2BHK Int. Flat Switch Socket Material | No. | 1.0000 | 1.0000 | 6757 | T.V. Socket (573425) | No. | 3.0000 | 83.1600 | 158.001.001.005.004.003.001.014.007.004. | 0.0000 | Material | 0 | 0.0000
610588 | A-1507-2BHK Int. Flat Switch Socket Material | No. | 1.0000 | 1.0000 | 5242 | Tel. Socket 1mod (573426) | No. | 1.0000 | 79.3800 | 158.001.001.005.004.003.001.014.007.004. | 0.0000 | Material | 0 | 0.0000
673868 | A-1507-2BHK Internal Flat Wiring. | No. | 1.0000 | 1.0000 | 23458 | 2 Pair telephone cable | Mtrs | 0.0000 | 50.0000 | 158.001.001.005.004.003.001.014.007.005. | 50.0000 | Material | 0 | 0.0000
673868 | A-1507-2BHK Internal Flat Wiring. | No. | 1.0000 | 1.0000 | 12468 | PVC Copper Wire 1.5 Sqmm black | Mtrs | 123.7750 | 8.8600 | 158.001.001.005.004.003.001.014.007.005. | 8.8600 | Material | 0 | 0.0000
673868 | A-1507-2BHK Internal Flat Wiring. | No. | 1.0000 | 1.0000 | 12530 | PVC Copper Wire 1.5 Sqmm blue | Mtrs | 105.7500 | 8.8600 | 158.001.001.005.004.003.001.014.007.005. | 8.8600 | Material | 0 | 0.0000
673868 | A-1507-2BHK Internal Flat Wiring. | No. | 1.0000 | 1.0000 | 12469 | PVC Copper Wire 1.5 Sqmm green | Mtrs | 78.9800 | 8.8700 | 158.001.001.005.004.003.001.014.007.005. | 0.0000 | Material | 0 | 0.0000
673868 | A-1507-2BHK Internal Flat Wiring. | No. | 1.0000 | 1.0000 | 26439 | PVC Copper Wire 1.5 Sqmm Grey | Mtrs | 0.0000 | 100.0000 | 158.001.001.005.004.003.001.014.007.005. | 100.0000 | Material | 0 | 0.0000
673868 | A-1507-2BHK Internal Flat Wiring. | No. | 1.0000 | 1.0000 | 12466 | PVC Copper Wire 1.5 Sqmm red | Mtrs | 35.5000 | 8.8700 | 158.001.001.005.004.003.001.014.007.005. | 8.8700 | Material | 0 | 0.0000
673868 | A-1507-2BHK Internal Flat Wiring. | No. | 1.0000 | 1.0000 | 12529 | PVC Copper Wire 1.5 Sqmm yellow | Mtrs | 151.3250 | 10.0000 | 158.001.001.005.004.003.001.014.007.005. | 10.0000 | Material | 0 | 0.0000
673868 | A-1507-2BHK Internal Flat Wiring. | No. | 1.0000 | 1.0000 | 12471 | PVC Copper Wire 2.5 Sqmm black | Mtrs | 110.7250 | 14.2800 | 158.001.001.005.004.003.001.014.007.005. | 14.2800 | Material | 0 | 0.0000
673868 | A-1507-2BHK Internal Flat Wiring. | No. | 1.0000 | 1.0000 | 12527 | PVC Copper Wire 2.5 Sqmm blue | Mtrs | 0 | 14.2800 | 158.001.001.005.004.003.001.014.007.005. | 0.0000 | Material | 0 | 0.0000
673868 | A-1507-2BHK Internal Flat Wiring. | No. | 1.0000 | 1.0000 | 12472 | PVC Copper Wire 2.5 Sqmm green | Mtrs | 65.9800 | 14.2800 | 158.001.001.005.004.003.001.014.007.005. | 0.0000 | Material | 0 | 0.0000
673868 | A-1507-2BHK Internal Flat Wiring. | No. | 1.0000 | 1.0000 | 12470 | PVC Copper Wire 2.5 Sqmm red | Mtrs | 75.2500 | 14.2800 | 158.001.001.005.004.003.001.014.007.005. | 0.0000 | Material | 0 | 0.0000
673868 | A-1507-2BHK Internal Flat Wiring. | No. | 1.0000 | 1.0000 | 12528 | PVC Copper Wire 2.5 Sqmm yellow | Mtrs | 0.0000 | 14.2800 | 158.001.001.005.004.003.001.014.007.005. | 14.2800 | Material | 0 | 0.0000
673868 | A-1507-2BHK Internal Flat Wiring. | No. | 1.0000 | 1.0000 | 12475 | PVC Copper Wire 4 Sqmm black | Mtrs | 115.8500 | 21.1200 | 158.001.001.005.004.003.001.014.007.005. | 0.0000 | Material | 0 | 0.0000
673868 | A-1507-2BHK Internal Flat Wiring. | No. | 1.0000 | 1.0000 | 13068 | PVC Copper Wire 4 Sqmm blue | Mtrs | 77.5000 | 10.0000 | 158.001.001.005.004.003.001.014.007.005. | 0.0000 | Material | 0 | 0.0000
673868 | A-1507-2BHK Internal Flat Wiring. | No. | 1.0000 | 1.0000 | 12474 | PVC Copper Wire 4 Sqmm red | Mtrs | 0.0000 | 21.1200 | 158.001.001.005.004.003.001.014.007.005. | 0.0000 | Material | 0 | 0.0000
673868 | A-1507-2BHK Internal Flat Wiring. | No. | 1.0000 | 1.0000 | 13067 | PVC Copper Wire 4 Sqmm yellow | Mtrs | 81.9250 | 10.0000 | 158.001.001.005.004.003.001.014.007.005. | 0.0000 | Material | 0 | 0.0000
673868 | A-1507-2BHK Internal Flat Wiring. | No. | 1.0000 | 1.0000 | 1010 | RG-6 Co-Axial Cable | Mtrs | 0.0000 | 14.3900 | 158.001.001.005.004.003.001.014.007.005. | 0.0000 | Material | 0 | 0.0000
570188 | A-1508-3BHK Internal Electrical work | No. | 1.0000 | 1.0000 | 26454 | 12 Module GI Concealed Box | No. | 2.0000 | 255.0000 | 158.001.001.005.004.003.001.014.008.001. | 255.0000 | Material | 0 | 0.0000
570188 | A-1508-3BHK Internal Electrical work | No. | 1.0000 | 1.0000 | 5245 | 12M Plate (575770) | No. | 2.0000 | 225.8600 | 158.001.001.005.004.003.001.014.008.001. | 0.0000 | Material | 0 | 0.0000
570188 | A-1508-3BHK Internal Electrical work | No. | 1.0000 | 1.0000 | 26448 | 2 Module GI Concealed Box | No. | 13.0000 | 75.0000 | 158.001.001.005.004.003.001.014.008.001. | 75.0000 | Material | 0 | 0.0000
570188 | A-1508-3BHK Internal Electrical work | No. | 1.0000 | 1.0000 | 5250 | 2M Plate (575710) | No. | 13.0000 | 60.4800 | 158.001.001.005.004.003.001.014.008.001. | 0.0000 | Material | 0 | 0.0000
570188 | A-1508-3BHK Internal Electrical work | No. | 1.0000 | 1.0000 | 26449 | 3 Module GI Concealed Box | No. | 11.0000 | 105.0000 | 158.001.001.005.004.003.001.014.008.001. | 105.0000 | Material | 0 | 0.0000
570188 | A-1508-3BHK Internal Electrical work | No. | 1.0000 | 1.0000 | 5249 | 3M Plate (575720) | No. | 11.0000 | 68.9800 | 158.001.001.005.004.003.001.014.008.001. | 0.0000 | Material | 0 | 0.0000
570188 | A-1508-3BHK Internal Electrical work | No. | 1.0000 | 1.0000 | 26450 | 4 Module GI Concealed Box | No. | 4.0000 | 130.0000 | 158.001.001.005.004.003.001.014.008.001. | 130.0000 | Material | 0 | 0.0000
570188 | A-1508-3BHK Internal Electrical work | No. | 1.0000 | 1.0000 | 5248 | 4M Plate (575730) | No. | 4.0000 | 72.7600 | 158.001.001.005.004.003.001.014.008.001. | 0.0000 | Material | 0 | 0.0000
570188 | A-1508-3BHK Internal Electrical work | No. | 1.0000 | 1.0000 | 26451 | 6 Module GI Concealed Box | No. | 9.0000 | 160.0000 | 158.001.001.005.004.003.001.014.008.001. | 160.0000 | Material | 0 | 0.0000
570188 | A-1508-3BHK Internal Electrical work | No. | 1.0000 | 1.0000 | 5247 | 6M Plate (575740) | No. | 9.0000 | 131.3500 | 158.001.001.005.004.003.001.014.008.001. | 0.0000 | Material | 0 | 0.0000
570188 | A-1508-3BHK Internal Electrical work | No. | 1.0000 | 1.0000 | 26452 | 8 Module GI Concealed Box | No. | 5.0000 | 215.0000 | 158.001.001.005.004.003.001.014.008.001. | 215.0000 | Material | 0 | 0.0000
570188 | A-1508-3BHK Internal Electrical work | No. | 1.0000 | 1.0000 | 5246 | 8M Hzl Plate (575750) | No. | 5.0000 | 144.5800 | 158.001.001.005.004.003.001.014.008.001. | 0.0000 | Material | 0 | 0.0000
570190 | A-1508-3BHK Wall Conduting Material | No. | 1.0000 | 1.0000 | 8482 | Flexible Pipe 3/4" | Mtrs | 3.0000 | 5.2500 | 158.001.001.005.004.003.001.014.008.002. | 0.0000 | Material | 0 | 0.0000
570190 | A-1508-3BHK Wall Conduting Material | No. | 1.0000 | 1.0000 | 501 | Nails 3" | Kgs | 0.5000 | 63.0000 | 158.001.001.005.004.003.001.014.008.002. | 0.0000 | Material | 0 | 0.0000
570190 | A-1508-3BHK Wall Conduting Material | No. | 1.0000 | 1.0000 | 3246 | PVC 1 way Junction Box 1" | No. | 6.0000 | 18.2000 | 158.001.001.005.004.003.001.014.008.002. | 0.0000 | Material | 0 | 0.0000
570190 | A-1508-3BHK Wall Conduting Material | No. | 1.0000 | 1.0000 | 838 | PVC Conduit Bend 1" | No. | 15.0000 | 6.3500 | 158.001.001.005.004.003.001.014.008.002. | 6.3500 | Material | 0 | 0.0000
570190 | A-1508-3BHK Wall Conduting Material | No. | 1.0000 | 1.0000 | 837 | PVC Conduit Pipe 1" mtrs | Mtrs | 105.0000 | 18.6000 | 158.001.001.005.004.003.001.014.008.002. | 18.6000 | Material | 0 | 0.0000
604545 | A-1508-3BHK Internal Flat DB Work | No. | 1.0000 | 1.0000 | 28289 | 10A Single Pole MCB (IH31P0C010) | No. | 3.0000 | 100.0000 | 158.001.001.005.004.003.001.014.008.003. | 100.0000 | Material | 0 | 0.0000
604545 | A-1508-3BHK Internal Flat DB Work | No. | 1.0000 | 1.0000 | 28297 | 20A Single Pole MCB (IH31P0C020) | No. | 9.0000 | 300.0000 | 158.001.001.005.004.003.001.014.008.003. | 300.0000 | Material | 0 | 0.0000
604545 | A-1508-3BHK Internal Flat DB Work | No. | 1.0000 | 1.0000 | 28545 | 40 AMP RCCB 4 Pole 30ma IH3R440030 | No. | 1.0000 | 118.0000 | 158.001.001.005.004.003.001.014.008.003. | 100.0000 | Material | 45 | 18.0000 | C+S GST 18% I/P RD
604545 | A-1508-3BHK Internal Flat DB Work | No. | 1.0000 | 1.0000 | 28777 | 6 Way TPN DB with tel. compartment IHETPNTV006 | No. | 1.0000 | 118.0000 | 158.001.001.005.004.003.001.014.008.003. | 100.0000 | Material | 45 | 18.0000 | C+S GST 18% I/P RD
606882 | A-1508-3BHK Int. Flat Switch Socket Material | No. | 1.0000 | 1.0000 | 5238 | 16A 1way switch w indi.(572063 | No. | 12.0000 | 127.5800 | 158.001.001.005.004.003.001.014.008.004. | 0.0000 | Material | 0 | 0.0000
606882 | A-1508-3BHK Int. Flat Switch Socket Material | No. | 1.0000 | 1.0000 | 8655 | 16A socket (573471) | No. | 12.0000 | 254.0000 | 158.001.001.005.004.003.001.014.008.004. | 254.0000 | Material | 0 | 0.0000
606882 | A-1508-3BHK Int. Flat Switch Socket Material | No. | 1.0000 | 1.0000 | 793 | 6 A Bell Push (573413) | No. | 1.0000 | 22.0500 | 158.001.001.005.004.003.001.014.008.004. | 0.0000 | Material | 0 | 0.0000
606882 | A-1508-3BHK Int. Flat Switch Socket Material | No. | 1.0000 | 1.0000 | 7294 | 6A 2 Way Switch (573402) | No. | 6.0000 | 130.0000 | 158.001.001.005.004.003.001.014.008.004. | 0.0000 | Material | 0 | 0.0000
606882 | A-1508-3BHK Int. Flat Switch Socket Material | No. | 1.0000 | 1.0000 | 28162 | 6A 3Pin Socket (573424) | No. | 30.0000 | 290.0000 | 158.001.001.005.004.003.001.014.008.004. | 290.0000 | Material | 0 | 0.0000
606882 | A-1508-3BHK Int. Flat Switch Socket Material | No. | 1.0000 | 1.0000 | 5240 | 6A One way Switch (573400) | No. | 61.0000 | 72.7600 | 158.001.001.005.004.003.001.014.008.004. | 0.0000 | Material | 0 | 0.0000
606882 | A-1508-3BHK Int. Flat Switch Socket Material | No. | 1.0000 | 1.0000 | 2556 | Angle Holder | No. | 6.0000 | 28.0000 | 158.001.001.005.004.003.001.014.008.004. | 0.0000 | Material | 0 | 0.0000
606882 | A-1508-3BHK Int. Flat Switch Socket Material | No. | 1.0000 | 1.0000 | 5244 | Blank Plate 1m (573449) | No. | 9.0000 | 19.8400 | 158.001.001.005.004.003.001.014.008.004. | 0.0000 | Material | 0 | 0.0000
606882 | A-1508-3BHK Int. Flat Switch Socket Material | No. | 1.0000 | 1.0000 | 1714 | Connector | No. | 5.0000 | 9.0000 | 158.001.001.005.004.003.001.014.008.004. | 0.0000 | Material | 0 | 0.0000
606882 | A-1508-3BHK Int. Flat Switch Socket Material | No. | 1.0000 | 1.0000 | 6758 | Fan Step Reg (573469) | No. | 7.0000 | 432.3400 | 158.001.001.005.004.003.001.014.008.004. | 0.0000 | Material | 0 | 0.0000
606882 | A-1508-3BHK Int. Flat Switch Socket Material | No. | 1.0000 | 1.0000 | 3287 | Round Plate 4" - No. | No. | 44.0000 | 9.0000 | 158.001.001.005.004.003.001.014.008.004. | 0.0000 | Material | 0 | 0.0000
606882 | A-1508-3BHK Int. Flat Switch Socket Material | No. | 1.0000 | 1.0000 | 9555 | Round Plate 6" | No. | 7.0000 | 6.0000 | 158.001.001.005.004.003.001.014.008.004. | 0.0000 | Material | 0 | 0.0000
606882 | A-1508-3BHK Int. Flat Switch Socket Material | No. | 1.0000 | 1.0000 | 6757 | T.V. Socket (573425) | No. | 4.0000 | 83.1600 | 158.001.001.005.004.003.001.014.008.004. | 0.0000 | Material | 0 | 0.0000
606882 | A-1508-3BHK Int. Flat Switch Socket Material | No. | 1.0000 | 1.0000 | 5242 | Tel. Socket 1mod (573426) | No. | 1.0000 | 79.3800 | 158.001.001.005.004.003.001.014.008.004. | 0.0000 | Material | 0 | 0.0000
673869 | A-1508-3BHK Internal Flat Wiring. | No. | 1.0000 | 1.0000 | 23458 | 2 Pair telephone cable | Mtrs | 0.0000 | 50.0000 | 158.001.001.005.004.003.001.014.008.005. | 50.0000 | Material | 0 | 0.0000
673869 | A-1508-3BHK Internal Flat Wiring. | No. | 1.0000 | 1.0000 | 12468 | PVC Copper Wire 1.5 Sqmm black | Mtrs | 123.7750 | 8.8600 | 158.001.001.005.004.003.001.014.008.005. | 8.8600 | Material | 0 | 0.0000
673869 | A-1508-3BHK Internal Flat Wiring. | No. | 1.0000 | 1.0000 | 12530 | PVC Copper Wire 1.5 Sqmm blue | Mtrs | 105.7500 | 8.8600 | 158.001.001.005.004.003.001.014.008.005. | 8.8600 | Material | 0 | 0.0000
673869 | A-1508-3BHK Internal Flat Wiring. | No. | 1.0000 | 1.0000 | 12469 | PVC Copper Wire 1.5 Sqmm green | Mtrs | 78.9800 | 8.8700 | 158.001.001.005.004.003.001.014.008.005. | 0.0000 | Material | 0 | 0.0000
673869 | A-1508-3BHK Internal Flat Wiring. | No. | 1.0000 | 1.0000 | 26439 | PVC Copper Wire 1.5 Sqmm Grey | Mtrs | 0.0000 | 100.0000 | 158.001.001.005.004.003.001.014.008.005. | 100.0000 | Material | 0 | 0.0000
673869 | A-1508-3BHK Internal Flat Wiring. | No. | 1.0000 | 1.0000 | 12466 | PVC Copper Wire 1.5 Sqmm red | Mtrs | 0.0000 | 8.8700 | 158.001.001.005.004.003.001.014.008.005. | 8.8700 | Material | 0 | 0.0000
673869 | A-1508-3BHK Internal Flat Wiring. | No. | 1.0000 | 1.0000 | 12529 | PVC Copper Wire 1.5 Sqmm yellow | Mtrs | 151.3250 | 10.0000 | 158.001.001.005.004.003.001.014.008.005. | 10.0000 | Material | 0 | 0.0000
673869 | A-1508-3BHK Internal Flat Wiring. | No. | 1.0000 | 1.0000 | 12471 | PVC Copper Wire 2.5 Sqmm black | Mtrs | 110.7250 | 14.2800 | 158.001.001.005.004.003.001.014.008.005. | 14.2800 | Material | 0 | 0.0000
673869 | A-1508-3BHK Internal Flat Wiring. | No. | 1.0000 | 1.0000 | 12527 | PVC Copper Wire 2.5 Sqmm blue | Mtrs | 0 | 14.2800 | 158.001.001.005.004.003.001.014.008.005. | 0.0000 | Material | 0 | 0.0000
673869 | A-1508-3BHK Internal Flat Wiring. | No. | 1.0000 | 1.0000 | 12472 | PVC Copper Wire 2.5 Sqmm green | Mtrs | 65.9800 | 14.2800 | 158.001.001.005.004.003.001.014.008.005. | 0.0000 | Material | 0 | 0.0000
673869 | A-1508-3BHK Internal Flat Wiring. | No. | 1.0000 | 1.0000 | 12470 | PVC Copper Wire 2.5 Sqmm red | Mtrs | 75.2500 | 14.2800 | 158.001.001.005.004.003.001.014.008.005. | 0.0000 | Material | 0 | 0.0000
673869 | A-1508-3BHK Internal Flat Wiring. | No. | 1.0000 | 1.0000 | 12528 | PVC Copper Wire 2.5 Sqmm yellow | Mtrs | 0.0000 | 14.2800 | 158.001.001.005.004.003.001.014.008.005. | 14.2800 | Material | 0 | 0.0000
673869 | A-1508-3BHK Internal Flat Wiring. | No. | 1.0000 | 1.0000 | 12475 | PVC Copper Wire 4 Sqmm black | Mtrs | 115.8500 | 21.1200 | 158.001.001.005.004.003.001.014.008.005. | 0.0000 | Material | 0 | 0.0000
673869 | A-1508-3BHK Internal Flat Wiring. | No. | 1.0000 | 1.0000 | 13068 | PVC Copper Wire 4 Sqmm blue | Mtrs | 77.5000 | 10.0000 | 158.001.001.005.004.003.001.014.008.005. | 0.0000 | Material | 0 | 0.0000
673869 | A-1508-3BHK Internal Flat Wiring. | No. | 1.0000 | 1.0000 | 12474 | PVC Copper Wire 4 Sqmm red | Mtrs | 0.0000 | 21.1200 | 158.001.001.005.004.003.001.014.008.005. | 0.0000 | Material | 0 | 0.0000
673869 | A-1508-3BHK Internal Flat Wiring. | No. | 1.0000 | 1.0000 | 13067 | PVC Copper Wire 4 Sqmm yellow | Mtrs | 81.9250 | 10.0000 | 158.001.001.005.004.003.001.014.008.005. | 0.0000 | Material | 0 | 0.0000
673869 | A-1508-3BHK Internal Flat Wiring. | No. | 1.0000 | 1.0000 | 1010 | RG-6 Co-Axial Cable | Mtrs | 0.0000 | 14.3900 | 158.001.001.005.004.003.001.014.008.005. | 0.0000 | Material | 0 | 0.0000
570206 | A-1601-3BHK Internal Electrical work | No. | 1.0000 | 1.0000 | 26454 | 12 Module GI Concealed Box | No. | 2.0000 | 255.0000 | 158.001.001.005.004.003.001.015.001.001. | 255.0000 | Material | 0 | 0.0000
570206 | A-1601-3BHK Internal Electrical work | No. | 1.0000 | 1.0000 | 5245 | 12M Plate (575770) | No. | 2.0000 | 225.8600 | 158.001.001.005.004.003.001.015.001.001. | 0.0000 | Material | 0 | 0.0000
570206 | A-1601-3BHK Internal Electrical work | No. | 1.0000 | 1.0000 | 26448 | 2 Module GI Concealed Box | No. | 13.0000 | 75.0000 | 158.001.001.005.004.003.001.015.001.001. | 75.0000 | Material | 0 | 0.0000
570206 | A-1601-3BHK Internal Electrical work | No. | 1.0000 | 1.0000 | 5250 | 2M Plate (575710) | No. | 13.0000 | 60.4800 | 158.001.001.005.004.003.001.015.001.001. | 0.0000 | Material | 0 | 0.0000
570206 | A-1601-3BHK Internal Electrical work | No. | 1.0000 | 1.0000 | 26449 | 3 Module GI Concealed Box | No. | 11.0000 | 105.0000 | 158.001.001.005.004.003.001.015.001.001. | 105.0000 | Material | 0 | 0.0000
570206 | A-1601-3BHK Internal Electrical work | No. | 1.0000 | 1.0000 | 5249 | 3M Plate (575720) | No. | 11.0000 | 68.9800 | 158.001.001.005.004.003.001.015.001.001. | 0.0000 | Material | 0 | 0.0000
570206 | A-1601-3BHK Internal Electrical work | No. | 1.0000 | 1.0000 | 26450 | 4 Module GI Concealed Box | No. | 4.0000 | 130.0000 | 158.001.001.005.004.003.001.015.001.001. | 130.0000 | Material | 0 | 0.0000
570206 | A-1601-3BHK Internal Electrical work | No. | 1.0000 | 1.0000 | 5248 | 4M Plate (575730) | No. | 4.0000 | 72.7600 | 158.001.001.005.004.003.001.015.001.001. | 0.0000 | Material | 0 | 0.0000
570206 | A-1601-3BHK Internal Electrical work | No. | 1.0000 | 1.0000 | 26451 | 6 Module GI Concealed Box | No. | 9.0000 | 160.0000 | 158.001.001.005.004.003.001.015.001.001. | 160.0000 | Material | 0 | 0.0000
570206 | A-1601-3BHK Internal Electrical work | No. | 1.0000 | 1.0000 | 5247 | 6M Plate (575740) | No. | 9.0000 | 131.3500 | 158.001.001.005.004.003.001.015.001.001. | 0.0000 | Material | 0 | 0.0000
570206 | A-1601-3BHK Internal Electrical work | No. | 1.0000 | 1.0000 | 26452 | 8 Module GI Concealed Box | No. | 5.0000 | 215.0000 | 158.001.001.005.004.003.001.015.001.001. | 215.0000 | Material | 0 | 0.0000
570206 | A-1601-3BHK Internal Electrical work | No. | 1.0000 | 1.0000 | 5246 | 8M Hzl Plate (575750) | No. | 5.0000 | 144.5800 | 158.001.001.005.004.003.001.015.001.001. | 0.0000 | Material | 0 | 0.0000
570214 | A-1601-3BHK Wall Conduting Material | No. | 1.0000 | 1.0000 | 8482 | Flexible Pipe 3/4" | Mtrs | 3.0000 | 5.2500 | 158.001.001.005.004.003.001.015.001.002. | 0.0000 | Material | 0 | 0.0000
570214 | A-1601-3BHK Wall Conduting Material | No. | 1.0000 | 1.0000 | 501 | Nails 3" | Kgs | 0.5000 | 63.0000 | 158.001.001.005.004.003.001.015.001.002. | 0.0000 | Material | 0 | 0.0000
570214 | A-1601-3BHK Wall Conduting Material | No. | 1.0000 | 1.0000 | 3246 | PVC 1 way Junction Box 1" | No. | 6.0000 | 18.2000 | 158.001.001.005.004.003.001.015.001.002. | 0.0000 | Material | 0 | 0.0000
570214 | A-1601-3BHK Wall Conduting Material | No. | 1.0000 | 1.0000 | 838 | PVC Conduit Bend 1" | No. | 15.0000 | 6.3500 | 158.001.001.005.004.003.001.015.001.002. | 6.3500 | Material | 0 | 0.0000
570214 | A-1601-3BHK Wall Conduting Material | No. | 1.0000 | 1.0000 | 837 | PVC Conduit Pipe 1" mtrs | Mtrs | 105.0000 | 18.6000 | 158.001.001.005.004.003.001.015.001.002. | 18.6000 | Material | 0 | 0.0000
604546 | A-1601-3BHK Internal Flat DB Work | No. | 1.0000 | 1.0000 | 28289 | 10A Single Pole MCB (IH31P0C010) | No. | 3.0000 | 100.0000 | 158.001.001.005.004.003.001.015.001.003. | 100.0000 | Material | 0 | 0.0000
604546 | A-1601-3BHK Internal Flat DB Work | No. | 1.0000 | 1.0000 | 28297 | 20A Single Pole MCB (IH31P0C020) | No. | 9.0000 | 300.0000 | 158.001.001.005.004.003.001.015.001.003. | 300.0000 | Material | 0 | 0.0000
604546 | A-1601-3BHK Internal Flat DB Work | No. | 1.0000 | 1.0000 | 28545 | 40 AMP RCCB 4 Pole 30ma IH3R440030 | No. | 1.0000 | 118.0000 | 158.001.001.005.004.003.001.015.001.003. | 100.0000 | Material | 45 | 18.0000 | C+S GST 18% I/P RD
604546 | A-1601-3BHK Internal Flat DB Work | No. | 1.0000 | 1.0000 | 28777 | 6 Way TPN DB with tel. compartment IHETPNTV006 | No. | 1.0000 | 118.0000 | 158.001.001.005.004.003.001.015.001.003. | 100.0000 | Material | 45 | 18.0000 | C+S GST 18% I/P RD
606883 | A-1601-3BHK Int. Flat Switch Socket Material | No. | 1.0000 | 1.0000 | 5238 | 16A 1way switch w indi.(572063 | No. | 12.0000 | 127.5800 | 158.001.001.005.004.003.001.015.001.004. | 0.0000 | Material | 0 | 0.0000
606883 | A-1601-3BHK Int. Flat Switch Socket Material | No. | 1.0000 | 1.0000 | 8655 | 16A socket (573471) | No. | 12.0000 | 254.0000 | 158.001.001.005.004.003.001.015.001.004. | 254.0000 | Material | 0 | 0.0000
606883 | A-1601-3BHK Int. Flat Switch Socket Material | No. | 1.0000 | 1.0000 | 793 | 6 A Bell Push (573413) | No. | 1.0000 | 22.0500 | 158.001.001.005.004.003.001.015.001.004. | 0.0000 | Material | 0 | 0.0000
606883 | A-1601-3BHK Int. Flat Switch Socket Material | No. | 1.0000 | 1.0000 | 7294 | 6A 2 Way Switch (573402) | No. | 6.0000 | 130.0000 | 158.001.001.005.004.003.001.015.001.004. | 0.0000 | Material | 0 | 0.0000
606883 | A-1601-3BHK Int. Flat Switch Socket Material | No. | 1.0000 | 1.0000 | 28162 | 6A 3Pin Socket (573424) | No. | 30.0000 | 290.0000 | 158.001.001.005.004.003.001.015.001.004. | 290.0000 | Material | 0 | 0.0000
606883 | A-1601-3BHK Int. Flat Switch Socket Material | No. | 1.0000 | 1.0000 | 5240 | 6A One way Switch (573400) | No. | 61.0000 | 72.7600 | 158.001.001.005.004.003.001.015.001.004. | 0.0000 | Material | 0 | 0.0000
606883 | A-1601-3BHK Int. Flat Switch Socket Material | No. | 1.0000 | 1.0000 | 2556 | Angle Holder | No. | 6.0000 | 28.0000 | 158.001.001.005.004.003.001.015.001.004. | 0.0000 | Material | 0 | 0.0000
606883 | A-1601-3BHK Int. Flat Switch Socket Material | No. | 1.0000 | 1.0000 | 5244 | Blank Plate 1m (573449) | No. | 9.0000 | 19.8400 | 158.001.001.005.004.003.001.015.001.004. | 0.0000 | Material | 0 | 0.0000
606883 | A-1601-3BHK Int. Flat Switch Socket Material | No. | 1.0000 | 1.0000 | 1714 | Connector | No. | 5.0000 | 9.0000 | 158.001.001.005.004.003.001.015.001.004. | 0.0000 | Material | 0 | 0.0000
606883 | A-1601-3BHK Int. Flat Switch Socket Material | No. | 1.0000 | 1.0000 | 6758 | Fan Step Reg (573469) | No. | 7.0000 | 432.3400 | 158.001.001.005.004.003.001.015.001.004. | 0.0000 | Material | 0 | 0.0000
606883 | A-1601-3BHK Int. Flat Switch Socket Material | No. | 1.0000 | 1.0000 | 3287 | Round Plate 4" - No. | No. | 44.0000 | 9.0000 | 158.001.001.005.004.003.001.015.001.004. | 0.0000 | Material | 0 | 0.0000
606883 | A-1601-3BHK Int. Flat Switch Socket Material | No. | 1.0000 | 1.0000 | 9555 | Round Plate 6" | No. | 7.0000 | 6.0000 | 158.001.001.005.004.003.001.015.001.004. | 0.0000 | Material | 0 | 0.0000
606883 | A-1601-3BHK Int. Flat Switch Socket Material | No. | 1.0000 | 1.0000 | 6757 | T.V. Socket (573425) | No. | 4.0000 | 83.1600 | 158.001.001.005.004.003.001.015.001.004. | 0.0000 | Material | 0 | 0.0000
606883 | A-1601-3BHK Int. Flat Switch Socket Material | No. | 1.0000 | 1.0000 | 5242 | Tel. Socket 1mod (573426) | No. | 1.0000 | 79.3800 | 158.001.001.005.004.003.001.015.001.004. | 0.0000 | Material | 0 | 0.0000
673870 | A-1601-3BHK Internal Flat Wiring. | No. | 1.0000 | 1.0000 | 23458 | 2 Pair telephone cable | Mtrs | 0.0000 | 50.0000 | 158.001.001.005.004.003.001.015.001.005. | 50.0000 | Material | 0 | 0.0000
673870 | A-1601-3BHK Internal Flat Wiring. | No. | 1.0000 | 1.0000 | 12468 | PVC Copper Wire 1.5 Sqmm black | Mtrs | 123.7750 | 8.8600 | 158.001.001.005.004.003.001.015.001.005. | 8.8600 | Material | 0 | 0.0000
673870 | A-1601-3BHK Internal Flat Wiring. | No. | 1.0000 | 1.0000 | 12530 | PVC Copper Wire 1.5 Sqmm blue | Mtrs | 105.7500 | 8.8600 | 158.001.001.005.004.003.001.015.001.005. | 8.8600 | Material | 0 | 0.0000
673870 | A-1601-3BHK Internal Flat Wiring. | No. | 1.0000 | 1.0000 | 12469 | PVC Copper Wire 1.5 Sqmm green | Mtrs | 78.9800 | 8.8700 | 158.001.001.005.004.003.001.015.001.005. | 0.0000 | Material | 0 | 0.0000
673870 | A-1601-3BHK Internal Flat Wiring. | No. | 1.0000 | 1.0000 | 26439 | PVC Copper Wire 1.5 Sqmm Grey | Mtrs | 0.0000 | 100.0000 | 158.001.001.005.004.003.001.015.001.005. | 100.0000 | Material | 0 | 0.0000
673870 | A-1601-3BHK Internal Flat Wiring. | No. | 1.0000 | 1.0000 | 12466 | PVC Copper Wire 1.5 Sqmm red | Mtrs | 0.0000 | 8.8700 | 158.001.001.005.004.003.001.015.001.005. | 8.8700 | Material | 0 | 0.0000
673870 | A-1601-3BHK Internal Flat Wiring. | No. | 1.0000 | 1.0000 | 12529 | PVC Copper Wire 1.5 Sqmm yellow | Mtrs | 151.3250 | 10.0000 | 158.001.001.005.004.003.001.015.001.005. | 10.0000 | Material | 0 | 0.0000
673870 | A-1601-3BHK Internal Flat Wiring. | No. | 1.0000 | 1.0000 | 12471 | PVC Copper Wire 2.5 Sqmm black | Mtrs | 110.7250 | 14.2800 | 158.001.001.005.004.003.001.015.001.005. | 14.2800 | Material | 0 | 0.0000
673870 | A-1601-3BHK Internal Flat Wiring. | No. | 1.0000 | 1.0000 | 12527 | PVC Copper Wire 2.5 Sqmm blue | Mtrs | 0 | 14.2800 | 158.001.001.005.004.003.001.015.001.005. | 0.0000 | Material | 0 | 0.0000
673870 | A-1601-3BHK Internal Flat Wiring. | No. | 1.0000 | 1.0000 | 12472 | PVC Copper Wire 2.5 Sqmm green | Mtrs | 65.9800 | 14.2800 | 158.001.001.005.004.003.001.015.001.005. | 0.0000 | Material | 0 | 0.0000
673870 | A-1601-3BHK Internal Flat Wiring. | No. | 1.0000 | 1.0000 | 12470 | PVC Copper Wire 2.5 Sqmm red | Mtrs | 75.2500 | 14.2800 | 158.001.001.005.004.003.001.015.001.005. | 0.0000 | Material | 0 | 0.0000
673870 | A-1601-3BHK Internal Flat Wiring. | No. | 1.0000 | 1.0000 | 12528 | PVC Copper Wire 2.5 Sqmm yellow | Mtrs | 0.0000 | 14.2800 | 158.001.001.005.004.003.001.015.001.005. | 14.2800 | Material | 0 | 0.0000
673870 | A-1601-3BHK Internal Flat Wiring. | No. | 1.0000 | 1.0000 | 12475 | PVC Copper Wire 4 Sqmm black | Mtrs | 115.8500 | 21.1200 | 158.001.001.005.004.003.001.015.001.005. | 0.0000 | Material | 0 | 0.0000
673870 | A-1601-3BHK Internal Flat Wiring. | No. | 1.0000 | 1.0000 | 13068 | PVC Copper Wire 4 Sqmm blue | Mtrs | 77.5000 | 10.0000 | 158.001.001.005.004.003.001.015.001.005. | 0.0000 | Material | 0 | 0.0000
673870 | A-1601-3BHK Internal Flat Wiring. | No. | 1.0000 | 1.0000 | 12474 | PVC Copper Wire 4 Sqmm red | Mtrs | 0.0000 | 21.1200 | 158.001.001.005.004.003.001.015.001.005. | 0.0000 | Material | 0 | 0.0000
673870 | A-1601-3BHK Internal Flat Wiring. | No. | 1.0000 | 1.0000 | 13067 | PVC Copper Wire 4 Sqmm yellow | Mtrs | 81.9250 | 10.0000 | 158.001.001.005.004.003.001.015.001.005. | 0.0000 | Material | 0 | 0.0000
673870 | A-1601-3BHK Internal Flat Wiring. | No. | 1.0000 | 1.0000 | 1010 | RG-6 Co-Axial Cable | Mtrs | 0.0000 | 14.3900 | 158.001.001.005.004.003.001.015.001.005. | 0.0000 | Material | 0 | 0.0000
570207 | A-1602-2BHK Internal Electrical work | No. | 1.0000 | 1.0000 | 26454 | 12 Module GI Concealed Box | No. | 2.0000 | 255.0000 | 158.001.001.005.004.003.001.015.002.001. | 255.0000 | Material | 0 | 0.0000
570207 | A-1602-2BHK Internal Electrical work | No. | 1.0000 | 1.0000 | 5245 | 12M Plate (575770) | No. | 2.0000 | 225.8600 | 158.001.001.005.004.003.001.015.002.001. | 0.0000 | Material | 0 | 0.0000
570207 | A-1602-2BHK Internal Electrical work | No. | 1.0000 | 1.0000 | 26448 | 2 Module GI Concealed Box | No. | 9.0000 | 75.0000 | 158.001.001.005.004.003.001.015.002.001. | 75.0000 | Material | 0 | 0.0000
570207 | A-1602-2BHK Internal Electrical work | No. | 1.0000 | 1.0000 | 5250 | 2M Plate (575710) | No. | 9.0000 | 60.4800 | 158.001.001.005.004.003.001.015.002.001. | 0.0000 | Material | 0 | 0.0000
570207 | A-1602-2BHK Internal Electrical work | No. | 1.0000 | 1.0000 | 26449 | 3 Module GI Concealed Box | No. | 11.0000 | 105.0000 | 158.001.001.005.004.003.001.015.002.001. | 105.0000 | Material | 0 | 0.0000
570207 | A-1602-2BHK Internal Electrical work | No. | 1.0000 | 1.0000 | 5249 | 3M Plate (575720) | No. | 11.0000 | 68.9800 | 158.001.001.005.004.003.001.015.002.001. | 0.0000 | Material | 0 | 0.0000
570207 | A-1602-2BHK Internal Electrical work | No. | 1.0000 | 1.0000 | 26450 | 4 Module GI Concealed Box | No. | 3.0000 | 130.0000 | 158.001.001.005.004.003.001.015.002.001. | 130.0000 | Material | 0 | 0.0000
570207 | A-1602-2BHK Internal Electrical work | No. | 1.0000 | 1.0000 | 5248 | 4M Plate (575730) | No. | 3.0000 | 72.7600 | 158.001.001.005.004.003.001.015.002.001. | 0.0000 | Material | 0 | 0.0000
570207 | A-1602-2BHK Internal Electrical work | No. | 1.0000 | 1.0000 | 26451 | 6 Module GI Concealed Box | No. | 7.0000 | 160.0000 | 158.001.001.005.004.003.001.015.002.001. | 160.0000 | Material | 0 | 0.0000
570207 | A-1602-2BHK Internal Electrical work | No. | 1.0000 | 1.0000 | 5247 | 6M Plate (575740) | No. | 7.0000 | 131.3500 | 158.001.001.005.004.003.001.015.002.001. | 0.0000 | Material | 0 | 0.0000
570207 | A-1602-2BHK Internal Electrical work | No. | 1.0000 | 1.0000 | 26452 | 8 Module GI Concealed Box | No. | 4.0000 | 215.0000 | 158.001.001.005.004.003.001.015.002.001. | 215.0000 | Material | 0 | 0.0000
570207 | A-1602-2BHK Internal Electrical work | No. | 1.0000 | 1.0000 | 5246 | 8M Hzl Plate (575750) | No. | 4.0000 | 144.5800 | 158.001.001.005.004.003.001.015.002.001. | 0.0000 | Material | 0 | 0.0000
570216 | A-1602-2BHK Wall Conduting Material 2BHK | No. | 1.0000 | 1.0000 | 8482 | Flexible Pipe 3/4" | Mtrs | 3.0000 | 5.2500 | 158.001.001.005.004.003.001.015.002.002. | 0.0000 | Material | 0 | 0.0000
570216 | A-1602-2BHK Wall Conduting Material 2BHK | No. | 1.0000 | 1.0000 | 501 | Nails 3" | Kgs | 0.5000 | 63.0000 | 158.001.001.005.004.003.001.015.002.002. | 0.0000 | Material | 0 | 0.0000
570216 | A-1602-2BHK Wall Conduting Material 2BHK | No. | 1.0000 | 1.0000 | 3246 | PVC 1 way Junction Box 1" | No. | 4.0000 | 18.2000 | 158.001.001.005.004.003.001.015.002.002. | 0.0000 | Material | 0 | 0.0000
570216 | A-1602-2BHK Wall Conduting Material 2BHK | No. | 1.0000 | 1.0000 | 838 | PVC Conduit Bend 1" | No. | 13.0000 | 6.3500 | 158.001.001.005.004.003.001.015.002.002. | 6.3500 | Material | 0 | 0.0000
570216 | A-1602-2BHK Wall Conduting Material 2BHK | No. | 1.0000 | 1.0000 | 837 | PVC Conduit Pipe 1" mtrs | Mtrs | 90.0000 | 18.6000 | 158.001.001.005.004.003.001.015.002.002. | 18.6000 | Material | 0 | 0.0000
604547 | A-1602-2BHK Internal Flat DB Work | No. | 1.0000 | 1.0000 | 28289 | 10A Single Pole MCB (IH31P0C010) | No. | 4.0000 | 100.0000 | 158.001.001.005.004.003.001.015.002.003. | 100.0000 | Material | 0 | 0.0000
604547 | A-1602-2BHK Internal Flat DB Work | No. | 1.0000 | 1.0000 | 28297 | 20A Single Pole MCB (IH31P0C020) | No. | 8.0000 | 300.0000 | 158.001.001.005.004.003.001.015.002.003. | 300.0000 | Material | 0 | 0.0000
604547 | A-1602-2BHK Internal Flat DB Work | No. | 1.0000 | 1.0000 | 28776 | 4 Way TPN DB with tel. compartment IHETPNYV004 | No. | 1.0000 | 118.0000 | 158.001.001.005.004.003.001.015.002.003. | 100.0000 | Material | 45 | 18.0000 | C+S GST 18% I/P RD
604547 | A-1602-2BHK Internal Flat DB Work | No. | 1.0000 | 1.0000 | 28545 | 40 AMP RCCB 4 Pole 30ma IH3R440030 | No. | 1.0000 | 118.0000 | 158.001.001.005.004.003.001.015.002.003. | 100.0000 | Material | 45 | 18.0000 | C+S GST 18% I/P RD
610589 | A-1602-2BHK Int. Flat Switch Socket Material | No. | 1.0000 | 1.0000 | 5238 | 16A 1way switch w indi.(572063 | No. | 8.0000 | 127.5800 | 158.001.001.005.004.003.001.015.002.004. | 0.0000 | Material | 0 | 0.0000
610589 | A-1602-2BHK Int. Flat Switch Socket Material | No. | 1.0000 | 1.0000 | 8655 | 16A socket (573471) | No. | 10.0000 | 254.0000 | 158.001.001.005.004.003.001.015.002.004. | 254.0000 | Material | 0 | 0.0000
610589 | A-1602-2BHK Int. Flat Switch Socket Material | No. | 1.0000 | 1.0000 | 793 | 6 A Bell Push (573413) | No. | 1.0000 | 22.0500 | 158.001.001.005.004.003.001.015.002.004. | 0.0000 | Material | 0 | 0.0000
610589 | A-1602-2BHK Int. Flat Switch Socket Material | No. | 1.0000 | 1.0000 | 7294 | 6A 2 Way Switch (573402) | No. | 4.0000 | 130.0000 | 158.001.001.005.004.003.001.015.002.004. | 0.0000 | Material | 0 | 0.0000
610589 | A-1602-2BHK Int. Flat Switch Socket Material | No. | 1.0000 | 1.0000 | 28162 | 6A 3Pin Socket (573424) | No. | 25.0000 | 290.0000 | 158.001.001.005.004.003.001.015.002.004. | 290.0000 | Material | 0 | 0.0000
610589 | A-1602-2BHK Int. Flat Switch Socket Material | No. | 1.0000 | 1.0000 | 5240 | 6A One way Switch (573400) | No. | 51.0000 | 72.7600 | 158.001.001.005.004.003.001.015.002.004. | 0.0000 | Material | 0 | 0.0000
610589 | A-1602-2BHK Int. Flat Switch Socket Material | No. | 1.0000 | 1.0000 | 2556 | Angle Holder | No. | 5.0000 | 28.0000 | 158.001.001.005.004.003.001.015.002.004. | 0.0000 | Material | 0 | 0.0000
610589 | A-1602-2BHK Int. Flat Switch Socket Material | No. | 1.0000 | 1.0000 | 5244 | Blank Plate 1m (573449) | No. | 9.0000 | 19.8400 | 158.001.001.005.004.003.001.015.002.004. | 0.0000 | Material | 0 | 0.0000
610589 | A-1602-2BHK Int. Flat Switch Socket Material | No. | 1.0000 | 1.0000 | 1714 | Connector | No. | 4.0000 | 9.0000 | 158.001.001.005.004.003.001.015.002.004. | 0.0000 | Material | 0 | 0.0000
610589 | A-1602-2BHK Int. Flat Switch Socket Material | No. | 1.0000 | 1.0000 | 6758 | Fan Step Reg (573469) | No. | 6.0000 | 432.3400 | 158.001.001.005.004.003.001.015.002.004. | 0.0000 | Material | 0 | 0.0000
610589 | A-1602-2BHK Int. Flat Switch Socket Material | No. | 1.0000 | 1.0000 | 3287 | Round Plate 4" - No. | No. | 38.0000 | 9.0000 | 158.001.001.005.004.003.001.015.002.004. | 0.0000 | Material | 0 | 0.0000
610589 | A-1602-2BHK Int. Flat Switch Socket Material | No. | 1.0000 | 1.0000 | 9555 | Round Plate 6" | No. | 6.0000 | 6.0000 | 158.001.001.005.004.003.001.015.002.004. | 0.0000 | Material | 0 | 0.0000
610589 | A-1602-2BHK Int. Flat Switch Socket Material | No. | 1.0000 | 1.0000 | 6757 | T.V. Socket (573425) | No. | 3.0000 | 83.1600 | 158.001.001.005.004.003.001.015.002.004. | 0.0000 | Material | 0 | 0.0000
610589 | A-1602-2BHK Int. Flat Switch Socket Material | No. | 1.0000 | 1.0000 | 5242 | Tel. Socket 1mod (573426) | No. | 1.0000 | 79.3800 | 158.001.001.005.004.003.001.015.002.004. | 0.0000 | Material | 0 | 0.0000
673872 | A-1602-2BHK Internal Flat Wiring. | No. | 1.0000 | 1.0000 | 23458 | 2 Pair telephone cable | Mtrs | 0.0000 | 50.0000 | 158.001.001.005.004.003.001.015.002.005. | 50.0000 | Material | 0 | 0.0000
673872 | A-1602-2BHK Internal Flat Wiring. | No. | 1.0000 | 1.0000 | 12468 | PVC Copper Wire 1.5 Sqmm black | Mtrs | 123.7750 | 8.8600 | 158.001.001.005.004.003.001.015.002.005. | 8.8600 | Material | 0 | 0.0000
673872 | A-1602-2BHK Internal Flat Wiring. | No. | 1.0000 | 1.0000 | 12530 | PVC Copper Wire 1.5 Sqmm blue | Mtrs | 105.7500 | 8.8600 | 158.001.001.005.004.003.001.015.002.005. | 8.8600 | Material | 0 | 0.0000
673872 | A-1602-2BHK Internal Flat Wiring. | No. | 1.0000 | 1.0000 | 12469 | PVC Copper Wire 1.5 Sqmm green | Mtrs | 78.9800 | 8.8700 | 158.001.001.005.004.003.001.015.002.005. | 0.0000 | Material | 0 | 0.0000
673872 | A-1602-2BHK Internal Flat Wiring. | No. | 1.0000 | 1.0000 | 26439 | PVC Copper Wire 1.5 Sqmm Grey | Mtrs | 0.0000 | 100.0000 | 158.001.001.005.004.003.001.015.002.005. | 100.0000 | Material | 0 | 0.0000
673872 | A-1602-2BHK Internal Flat Wiring. | No. | 1.0000 | 1.0000 | 12466 | PVC Copper Wire 1.5 Sqmm red | Mtrs | 35.5000 | 8.8700 | 158.001.001.005.004.003.001.015.002.005. | 8.8700 | Material | 0 | 0.0000
673872 | A-1602-2BHK Internal Flat Wiring. | No. | 1.0000 | 1.0000 | 12529 | PVC Copper Wire 1.5 Sqmm yellow | Mtrs | 151.3250 | 10.0000 | 158.001.001.005.004.003.001.015.002.005. | 10.0000 | Material | 0 | 0.0000
673872 | A-1602-2BHK Internal Flat Wiring. | No. | 1.0000 | 1.0000 | 12471 | PVC Copper Wire 2.5 Sqmm black | Mtrs | 110.7250 | 14.2800 | 158.001.001.005.004.003.001.015.002.005. | 14.2800 | Material | 0 | 0.0000
673872 | A-1602-2BHK Internal Flat Wiring. | No. | 1.0000 | 1.0000 | 12527 | PVC Copper Wire 2.5 Sqmm blue | Mtrs | 0 | 14.2800 | 158.001.001.005.004.003.001.015.002.005. | 0.0000 | Material | 0 | 0.0000
673872 | A-1602-2BHK Internal Flat Wiring. | No. | 1.0000 | 1.0000 | 12472 | PVC Copper Wire 2.5 Sqmm green | Mtrs | 65.9800 | 14.2800 | 158.001.001.005.004.003.001.015.002.005. | 0.0000 | Material | 0 | 0.0000
673872 | A-1602-2BHK Internal Flat Wiring. | No. | 1.0000 | 1.0000 | 12470 | PVC Copper Wire 2.5 Sqmm red | Mtrs | 75.2500 | 14.2800 | 158.001.001.005.004.003.001.015.002.005. | 0.0000 | Material | 0 | 0.0000
673872 | A-1602-2BHK Internal Flat Wiring. | No. | 1.0000 | 1.0000 | 12528 | PVC Copper Wire 2.5 Sqmm yellow | Mtrs | 0.0000 | 14.2800 | 158.001.001.005.004.003.001.015.002.005. | 14.2800 | Material | 0 | 0.0000
673872 | A-1602-2BHK Internal Flat Wiring. | No. | 1.0000 | 1.0000 | 12475 | PVC Copper Wire 4 Sqmm black | Mtrs | 115.8500 | 21.1200 | 158.001.001.005.004.003.001.015.002.005. | 0.0000 | Material | 0 | 0.0000
673872 | A-1602-2BHK Internal Flat Wiring. | No. | 1.0000 | 1.0000 | 13068 | PVC Copper Wire 4 Sqmm blue | Mtrs | 77.5000 | 10.0000 | 158.001.001.005.004.003.001.015.002.005. | 0.0000 | Material | 0 | 0.0000
673872 | A-1602-2BHK Internal Flat Wiring. | No. | 1.0000 | 1.0000 | 12474 | PVC Copper Wire 4 Sqmm red | Mtrs | 0.0000 | 21.1200 | 158.001.001.005.004.003.001.015.002.005. | 0.0000 | Material | 0 | 0.0000
673872 | A-1602-2BHK Internal Flat Wiring. | No. | 1.0000 | 1.0000 | 13067 | PVC Copper Wire 4 Sqmm yellow | Mtrs | 81.9250 | 10.0000 | 158.001.001.005.004.003.001.015.002.005. | 0.0000 | Material | 0 | 0.0000
673872 | A-1602-2BHK Internal Flat Wiring. | No. | 1.0000 | 1.0000 | 1010 | RG-6 Co-Axial Cable | Mtrs | 0.0000 | 14.3900 | 158.001.001.005.004.003.001.015.002.005. | 0.0000 | Material | 0 | 0.0000
570208 | A-1603-2BHK Internal Electrical work | No. | 1.0000 | 1.0000 | 26454 | 12 Module GI Concealed Box | No. | 2.0000 | 255.0000 | 158.001.001.005.004.003.001.015.003.001. | 255.0000 | Material | 0 | 0.0000
570208 | A-1603-2BHK Internal Electrical work | No. | 1.0000 | 1.0000 | 5245 | 12M Plate (575770) | No. | 2.0000 | 225.8600 | 158.001.001.005.004.003.001.015.003.001. | 0.0000 | Material | 0 | 0.0000
570208 | A-1603-2BHK Internal Electrical work | No. | 1.0000 | 1.0000 | 26448 | 2 Module GI Concealed Box | No. | 9.0000 | 75.0000 | 158.001.001.005.004.003.001.015.003.001. | 75.0000 | Material | 0 | 0.0000
570208 | A-1603-2BHK Internal Electrical work | No. | 1.0000 | 1.0000 | 5250 | 2M Plate (575710) | No. | 9.0000 | 60.4800 | 158.001.001.005.004.003.001.015.003.001. | 0.0000 | Material | 0 | 0.0000
570208 | A-1603-2BHK Internal Electrical work | No. | 1.0000 | 1.0000 | 26449 | 3 Module GI Concealed Box | No. | 11.0000 | 105.0000 | 158.001.001.005.004.003.001.015.003.001. | 105.0000 | Material | 0 | 0.0000
570208 | A-1603-2BHK Internal Electrical work | No. | 1.0000 | 1.0000 | 5249 | 3M Plate (575720) | No. | 11.0000 | 68.9800 | 158.001.001.005.004.003.001.015.003.001. | 0.0000 | Material | 0 | 0.0000
570208 | A-1603-2BHK Internal Electrical work | No. | 1.0000 | 1.0000 | 26450 | 4 Module GI Concealed Box | No. | 3.0000 | 130.0000 | 158.001.001.005.004.003.001.015.003.001. | 130.0000 | Material | 0 | 0.0000
570208 | A-1603-2BHK Internal Electrical work | No. | 1.0000 | 1.0000 | 5248 | 4M Plate (575730) | No. | 3.0000 | 72.7600 | 158.001.001.005.004.003.001.015.003.001. | 0.0000 | Material | 0 | 0.0000
570208 | A-1603-2BHK Internal Electrical work | No. | 1.0000 | 1.0000 | 26451 | 6 Module GI Concealed Box | No. | 7.0000 | 160.0000 | 158.001.001.005.004.003.001.015.003.001. | 160.0000 | Material | 0 | 0.0000
570208 | A-1603-2BHK Internal Electrical work | No. | 1.0000 | 1.0000 | 5247 | 6M Plate (575740) | No. | 7.0000 | 131.3500 | 158.001.001.005.004.003.001.015.003.001. | 0.0000 | Material | 0 | 0.0000
570208 | A-1603-2BHK Internal Electrical work | No. | 1.0000 | 1.0000 | 26452 | 8 Module GI Concealed Box | No. | 4.0000 | 215.0000 | 158.001.001.005.004.003.001.015.003.001. | 215.0000 | Material | 0 | 0.0000
570208 | A-1603-2BHK Internal Electrical work | No. | 1.0000 | 1.0000 | 5246 | 8M Hzl Plate (575750) | No. | 4.0000 | 144.5800 | 158.001.001.005.004.003.001.015.003.001. | 0.0000 | Material | 0 | 0.0000
570217 | A-1603-2BHK Wall Conduting Material 2BHK | No. | 1.0000 | 1.0000 | 8482 | Flexible Pipe 3/4" | Mtrs | 3.0000 | 5.2500 | 158.001.001.005.004.003.001.015.003.002. | 0.0000 | Material | 0 | 0.0000
570217 | A-1603-2BHK Wall Conduting Material 2BHK | No. | 1.0000 | 1.0000 | 501 | Nails 3" | Kgs | 0.5000 | 63.0000 | 158.001.001.005.004.003.001.015.003.002. | 0.0000 | Material | 0 | 0.0000
570217 | A-1603-2BHK Wall Conduting Material 2BHK | No. | 1.0000 | 1.0000 | 3246 | PVC 1 way Junction Box 1" | No. | 4.0000 | 18.2000 | 158.001.001.005.004.003.001.015.003.002. | 0.0000 | Material | 0 | 0.0000
570217 | A-1603-2BHK Wall Conduting Material 2BHK | No. | 1.0000 | 1.0000 | 838 | PVC Conduit Bend 1" | No. | 13.0000 | 6.3500 | 158.001.001.005.004.003.001.015.003.002. | 6.3500 | Material | 0 | 0.0000
570217 | A-1603-2BHK Wall Conduting Material 2BHK | No. | 1.0000 | 1.0000 | 837 | PVC Conduit Pipe 1" mtrs | Mtrs | 90.0000 | 18.6000 | 158.001.001.005.004.003.001.015.003.002. | 18.6000 | Material | 0 | 0.0000
604548 | A-1603-2BHK Internal Flat DB Work | No. | 1.0000 | 1.0000 | 28289 | 10A Single Pole MCB (IH31P0C010) | No. | 4.0000 | 100.0000 | 158.001.001.005.004.003.001.015.003.003. | 100.0000 | Material | 0 | 0.0000
604548 | A-1603-2BHK Internal Flat DB Work | No. | 1.0000 | 1.0000 | 28297 | 20A Single Pole MCB (IH31P0C020) | No. | 8.0000 | 300.0000 | 158.001.001.005.004.003.001.015.003.003. | 300.0000 | Material | 0 | 0.0000
604548 | A-1603-2BHK Internal Flat DB Work | No. | 1.0000 | 1.0000 | 28776 | 4 Way TPN DB with tel. compartment IHETPNYV004 | No. | 1.0000 | 118.0000 | 158.001.001.005.004.003.001.015.003.003. | 100.0000 | Material | 45 | 18.0000 | C+S GST 18% I/P RD
604548 | A-1603-2BHK Internal Flat DB Work | No. | 1.0000 | 1.0000 | 28545 | 40 AMP RCCB 4 Pole 30ma IH3R440030 | No. | 1.0000 | 118.0000 | 158.001.001.005.004.003.001.015.003.003. | 100.0000 | Material | 45 | 18.0000 | C+S GST 18% I/P RD
610590 | A-1603-2BHK Int. Flat Switch Socket Material | No. | 1.0000 | 1.0000 | 5238 | 16A 1way switch w indi.(572063 | No. | 8.0000 | 127.5800 | 158.001.001.005.004.003.001.015.003.004. | 0.0000 | Material | 0 | 0.0000
610590 | A-1603-2BHK Int. Flat Switch Socket Material | No. | 1.0000 | 1.0000 | 8655 | 16A socket (573471) | No. | 10.0000 | 254.0000 | 158.001.001.005.004.003.001.015.003.004. | 254.0000 | Material | 0 | 0.0000
610590 | A-1603-2BHK Int. Flat Switch Socket Material | No. | 1.0000 | 1.0000 | 793 | 6 A Bell Push (573413) | No. | 1.0000 | 22.0500 | 158.001.001.005.004.003.001.015.003.004. | 0.0000 | Material | 0 | 0.0000
610590 | A-1603-2BHK Int. Flat Switch Socket Material | No. | 1.0000 | 1.0000 | 7294 | 6A 2 Way Switch (573402) | No. | 4.0000 | 130.0000 | 158.001.001.005.004.003.001.015.003.004. | 0.0000 | Material | 0 | 0.0000
610590 | A-1603-2BHK Int. Flat Switch Socket Material | No. | 1.0000 | 1.0000 | 28162 | 6A 3Pin Socket (573424) | No. | 25.0000 | 290.0000 | 158.001.001.005.004.003.001.015.003.004. | 290.0000 | Material | 0 | 0.0000
610590 | A-1603-2BHK Int. Flat Switch Socket Material | No. | 1.0000 | 1.0000 | 5240 | 6A One way Switch (573400) | No. | 51.0000 | 72.7600 | 158.001.001.005.004.003.001.015.003.004. | 0.0000 | Material | 0 | 0.0000
610590 | A-1603-2BHK Int. Flat Switch Socket Material | No. | 1.0000 | 1.0000 | 2556 | Angle Holder | No. | 5.0000 | 28.0000 | 158.001.001.005.004.003.001.015.003.004. | 0.0000 | Material | 0 | 0.0000
610590 | A-1603-2BHK Int. Flat Switch Socket Material | No. | 1.0000 | 1.0000 | 5244 | Blank Plate 1m (573449) | No. | 9.0000 | 19.8400 | 158.001.001.005.004.003.001.015.003.004. | 0.0000 | Material | 0 | 0.0000
610590 | A-1603-2BHK Int. Flat Switch Socket Material | No. | 1.0000 | 1.0000 | 1714 | Connector | No. | 4.0000 | 9.0000 | 158.001.001.005.004.003.001.015.003.004. | 0.0000 | Material | 0 | 0.0000
610590 | A-1603-2BHK Int. Flat Switch Socket Material | No. | 1.0000 | 1.0000 | 6758 | Fan Step Reg (573469) | No. | 6.0000 | 432.3400 | 158.001.001.005.004.003.001.015.003.004. | 0.0000 | Material | 0 | 0.0000
610590 | A-1603-2BHK Int. Flat Switch Socket Material | No. | 1.0000 | 1.0000 | 3287 | Round Plate 4" - No. | No. | 38.0000 | 9.0000 | 158.001.001.005.004.003.001.015.003.004. | 0.0000 | Material | 0 | 0.0000
610590 | A-1603-2BHK Int. Flat Switch Socket Material | No. | 1.0000 | 1.0000 | 9555 | Round Plate 6" | No. | 6.0000 | 6.0000 | 158.001.001.005.004.003.001.015.003.004. | 0.0000 | Material | 0 | 0.0000
610590 | A-1603-2BHK Int. Flat Switch Socket Material | No. | 1.0000 | 1.0000 | 6757 | T.V. Socket (573425) | No. | 3.0000 | 83.1600 | 158.001.001.005.004.003.001.015.003.004. | 0.0000 | Material | 0 | 0.0000
610590 | A-1603-2BHK Int. Flat Switch Socket Material | No. | 1.0000 | 1.0000 | 5242 | Tel. Socket 1mod (573426) | No. | 1.0000 | 79.3800 | 158.001.001.005.004.003.001.015.003.004. | 0.0000 | Material | 0 | 0.0000
673873 | A-1603-2BHK Internal Flat Wiring. | No. | 1.0000 | 1.0000 | 23458 | 2 Pair telephone cable | Mtrs | 0.0000 | 50.0000 | 158.001.001.005.004.003.001.015.003.005. | 50.0000 | Material | 0 | 0.0000
673873 | A-1603-2BHK Internal Flat Wiring. | No. | 1.0000 | 1.0000 | 12468 | PVC Copper Wire 1.5 Sqmm black | Mtrs | 123.7750 | 8.8600 | 158.001.001.005.004.003.001.015.003.005. | 8.8600 | Material | 0 | 0.0000
673873 | A-1603-2BHK Internal Flat Wiring. | No. | 1.0000 | 1.0000 | 12530 | PVC Copper Wire 1.5 Sqmm blue | Mtrs | 105.7500 | 8.8600 | 158.001.001.005.004.003.001.015.003.005. | 8.8600 | Material | 0 | 0.0000
673873 | A-1603-2BHK Internal Flat Wiring. | No. | 1.0000 | 1.0000 | 12469 | PVC Copper Wire 1.5 Sqmm green | Mtrs | 78.9800 | 8.8700 | 158.001.001.005.004.003.001.015.003.005. | 0.0000 | Material | 0 | 0.0000
673873 | A-1603-2BHK Internal Flat Wiring. | No. | 1.0000 | 1.0000 | 26439 | PVC Copper Wire 1.5 Sqmm Grey | Mtrs | 0.0000 | 100.0000 | 158.001.001.005.004.003.001.015.003.005. | 100.0000 | Material | 0 | 0.0000
673873 | A-1603-2BHK Internal Flat Wiring. | No. | 1.0000 | 1.0000 | 12466 | PVC Copper Wire 1.5 Sqmm red | Mtrs | 35.5000 | 8.8700 | 158.001.001.005.004.003.001.015.003.005. | 8.8700 | Material | 0 | 0.0000
673873 | A-1603-2BHK Internal Flat Wiring. | No. | 1.0000 | 1.0000 | 12529 | PVC Copper Wire 1.5 Sqmm yellow | Mtrs | 151.3250 | 10.0000 | 158.001.001.005.004.003.001.015.003.005. | 10.0000 | Material | 0 | 0.0000
673873 | A-1603-2BHK Internal Flat Wiring. | No. | 1.0000 | 1.0000 | 12471 | PVC Copper Wire 2.5 Sqmm black | Mtrs | 110.7250 | 14.2800 | 158.001.001.005.004.003.001.015.003.005. | 14.2800 | Material | 0 | 0.0000
673873 | A-1603-2BHK Internal Flat Wiring. | No. | 1.0000 | 1.0000 | 12527 | PVC Copper Wire 2.5 Sqmm blue | Mtrs | 0 | 14.2800 | 158.001.001.005.004.003.001.015.003.005. | 0.0000 | Material | 0 | 0.0000
673873 | A-1603-2BHK Internal Flat Wiring. | No. | 1.0000 | 1.0000 | 12472 | PVC Copper Wire 2.5 Sqmm green | Mtrs | 65.9800 | 14.2800 | 158.001.001.005.004.003.001.015.003.005. | 0.0000 | Material | 0 | 0.0000
673873 | A-1603-2BHK Internal Flat Wiring. | No. | 1.0000 | 1.0000 | 12470 | PVC Copper Wire 2.5 Sqmm red | Mtrs | 75.2500 | 14.2800 | 158.001.001.005.004.003.001.015.003.005. | 0.0000 | Material | 0 | 0.0000
673873 | A-1603-2BHK Internal Flat Wiring. | No. | 1.0000 | 1.0000 | 12528 | PVC Copper Wire 2.5 Sqmm yellow | Mtrs | 0.0000 | 14.2800 | 158.001.001.005.004.003.001.015.003.005. | 14.2800 | Material | 0 | 0.0000
673873 | A-1603-2BHK Internal Flat Wiring. | No. | 1.0000 | 1.0000 | 12475 | PVC Copper Wire 4 Sqmm black | Mtrs | 115.8500 | 21.1200 | 158.001.001.005.004.003.001.015.003.005. | 0.0000 | Material | 0 | 0.0000
673873 | A-1603-2BHK Internal Flat Wiring. | No. | 1.0000 | 1.0000 | 13068 | PVC Copper Wire 4 Sqmm blue | Mtrs | 77.5000 | 10.0000 | 158.001.001.005.004.003.001.015.003.005. | 0.0000 | Material | 0 | 0.0000
673873 | A-1603-2BHK Internal Flat Wiring. | No. | 1.0000 | 1.0000 | 12474 | PVC Copper Wire 4 Sqmm red | Mtrs | 0.0000 | 21.1200 | 158.001.001.005.004.003.001.015.003.005. | 0.0000 | Material | 0 | 0.0000
673873 | A-1603-2BHK Internal Flat Wiring. | No. | 1.0000 | 1.0000 | 13067 | PVC Copper Wire 4 Sqmm yellow | Mtrs | 81.9250 | 10.0000 | 158.001.001.005.004.003.001.015.003.005. | 0.0000 | Material | 0 | 0.0000
673873 | A-1603-2BHK Internal Flat Wiring. | No. | 1.0000 | 1.0000 | 1010 | RG-6 Co-Axial Cable | Mtrs | 0.0000 | 14.3900 | 158.001.001.005.004.003.001.015.003.005. | 0.0000 | Material | 0 | 0.0000
570209 | A-1604-2BHK Internal Electrical work | No. | 1.0000 | 1.0000 | 26454 | 12 Module GI Concealed Box | No. | 2.0000 | 255.0000 | 158.001.001.005.004.003.001.015.004.001. | 255.0000 | Material | 0 | 0.0000
570209 | A-1604-2BHK Internal Electrical work | No. | 1.0000 | 1.0000 | 5245 | 12M Plate (575770) | No. | 2.0000 | 225.8600 | 158.001.001.005.004.003.001.015.004.001. | 0.0000 | Material | 0 | 0.0000
570209 | A-1604-2BHK Internal Electrical work | No. | 1.0000 | 1.0000 | 26448 | 2 Module GI Concealed Box | No. | 9.0000 | 75.0000 | 158.001.001.005.004.003.001.015.004.001. | 75.0000 | Material | 0 | 0.0000
570209 | A-1604-2BHK Internal Electrical work | No. | 1.0000 | 1.0000 | 5250 | 2M Plate (575710) | No. | 9.0000 | 60.4800 | 158.001.001.005.004.003.001.015.004.001. | 0.0000 | Material | 0 | 0.0000
570209 | A-1604-2BHK Internal Electrical work | No. | 1.0000 | 1.0000 | 26449 | 3 Module GI Concealed Box | No. | 11.0000 | 105.0000 | 158.001.001.005.004.003.001.015.004.001. | 105.0000 | Material | 0 | 0.0000
570209 | A-1604-2BHK Internal Electrical work | No. | 1.0000 | 1.0000 | 5249 | 3M Plate (575720) | No. | 11.0000 | 68.9800 | 158.001.001.005.004.003.001.015.004.001. | 0.0000 | Material | 0 | 0.0000
570209 | A-1604-2BHK Internal Electrical work | No. | 1.0000 | 1.0000 | 26450 | 4 Module GI Concealed Box | No. | 3.0000 | 130.0000 | 158.001.001.005.004.003.001.015.004.001. | 130.0000 | Material | 0 | 0.0000
570209 | A-1604-2BHK Internal Electrical work | No. | 1.0000 | 1.0000 | 5248 | 4M Plate (575730) | No. | 3.0000 | 72.7600 | 158.001.001.005.004.003.001.015.004.001. | 0.0000 | Material | 0 | 0.0000
570209 | A-1604-2BHK Internal Electrical work | No. | 1.0000 | 1.0000 | 26451 | 6 Module GI Concealed Box | No. | 7.0000 | 160.0000 | 158.001.001.005.004.003.001.015.004.001. | 160.0000 | Material | 0 | 0.0000
570209 | A-1604-2BHK Internal Electrical work | No. | 1.0000 | 1.0000 | 5247 | 6M Plate (575740) | No. | 7.0000 | 131.3500 | 158.001.001.005.004.003.001.015.004.001. | 0.0000 | Material | 0 | 0.0000
570209 | A-1604-2BHK Internal Electrical work | No. | 1.0000 | 1.0000 | 26452 | 8 Module GI Concealed Box | No. | 4.0000 | 215.0000 | 158.001.001.005.004.003.001.015.004.001. | 215.0000 | Material | 0 | 0.0000
570209 | A-1604-2BHK Internal Electrical work | No. | 1.0000 | 1.0000 | 5246 | 8M Hzl Plate (575750) | No. | 4.0000 | 144.5800 | 158.001.001.005.004.003.001.015.004.001. | 0.0000 | Material | 0 | 0.0000
570218 | A-1604-2BHK Wall Conduting Material 2BHK | No. | 1.0000 | 1.0000 | 8482 | Flexible Pipe 3/4" | Mtrs | 3.0000 | 5.2500 | 158.001.001.005.004.003.001.015.004.002. | 0.0000 | Material | 0 | 0.0000
570218 | A-1604-2BHK Wall Conduting Material 2BHK | No. | 1.0000 | 1.0000 | 501 | Nails 3" | Kgs | 0.5000 | 63.0000 | 158.001.001.005.004.003.001.015.004.002. | 0.0000 | Material | 0 | 0.0000
570218 | A-1604-2BHK Wall Conduting Material 2BHK | No. | 1.0000 | 1.0000 | 3246 | PVC 1 way Junction Box 1" | No. | 4.0000 | 18.2000 | 158.001.001.005.004.003.001.015.004.002. | 0.0000 | Material | 0 | 0.0000
570218 | A-1604-2BHK Wall Conduting Material 2BHK | No. | 1.0000 | 1.0000 | 838 | PVC Conduit Bend 1" | No. | 13.0000 | 6.3500 | 158.001.001.005.004.003.001.015.004.002. | 6.3500 | Material | 0 | 0.0000
570218 | A-1604-2BHK Wall Conduting Material 2BHK | No. | 1.0000 | 1.0000 | 837 | PVC Conduit Pipe 1" mtrs | Mtrs | 90.0000 | 18.6000 | 158.001.001.005.004.003.001.015.004.002. | 18.6000 | Material | 0 | 0.0000
604549 | A-1604-2BHK Internal Flat DB Work | No. | 1.0000 | 1.0000 | 28289 | 10A Single Pole MCB (IH31P0C010) | No. | 4.0000 | 100.0000 | 158.001.001.005.004.003.001.015.004.003. | 100.0000 | Material | 0 | 0.0000
604549 | A-1604-2BHK Internal Flat DB Work | No. | 1.0000 | 1.0000 | 28297 | 20A Single Pole MCB (IH31P0C020) | No. | 8.0000 | 300.0000 | 158.001.001.005.004.003.001.015.004.003. | 300.0000 | Material | 0 | 0.0000
604549 | A-1604-2BHK Internal Flat DB Work | No. | 1.0000 | 1.0000 | 28776 | 4 Way TPN DB with tel. compartment IHETPNYV004 | No. | 1.0000 | 118.0000 | 158.001.001.005.004.003.001.015.004.003. | 100.0000 | Material | 45 | 18.0000 | C+S GST 18% I/P RD
604549 | A-1604-2BHK Internal Flat DB Work | No. | 1.0000 | 1.0000 | 28545 | 40 AMP RCCB 4 Pole 30ma IH3R440030 | No. | 1.0000 | 118.0000 | 158.001.001.005.004.003.001.015.004.003. | 100.0000 | Material | 45 | 18.0000 | C+S GST 18% I/P RD
610591 | A-1604-2BHK Int. Flat Switch Socket Material | No. | 1.0000 | 1.0000 | 5238 | 16A 1way switch w indi.(572063 | No. | 8.0000 | 127.5800 | 158.001.001.005.004.003.001.015.004.004. | 0.0000 | Material | 0 | 0.0000
610591 | A-1604-2BHK Int. Flat Switch Socket Material | No. | 1.0000 | 1.0000 | 8655 | 16A socket (573471) | No. | 10.0000 | 254.0000 | 158.001.001.005.004.003.001.015.004.004. | 254.0000 | Material | 0 | 0.0000
610591 | A-1604-2BHK Int. Flat Switch Socket Material | No. | 1.0000 | 1.0000 | 793 | 6 A Bell Push (573413) | No. | 1.0000 | 22.0500 | 158.001.001.005.004.003.001.015.004.004. | 0.0000 | Material | 0 | 0.0000
610591 | A-1604-2BHK Int. Flat Switch Socket Material | No. | 1.0000 | 1.0000 | 7294 | 6A 2 Way Switch (573402) | No. | 4.0000 | 130.0000 | 158.001.001.005.004.003.001.015.004.004. | 0.0000 | Material | 0 | 0.0000
610591 | A-1604-2BHK Int. Flat Switch Socket Material | No. | 1.0000 | 1.0000 | 28162 | 6A 3Pin Socket (573424) | No. | 25.0000 | 290.0000 | 158.001.001.005.004.003.001.015.004.004. | 290.0000 | Material | 0 | 0.0000
610591 | A-1604-2BHK Int. Flat Switch Socket Material | No. | 1.0000 | 1.0000 | 5240 | 6A One way Switch (573400) | No. | 51.0000 | 72.7600 | 158.001.001.005.004.003.001.015.004.004. | 0.0000 | Material | 0 | 0.0000
610591 | A-1604-2BHK Int. Flat Switch Socket Material | No. | 1.0000 | 1.0000 | 2556 | Angle Holder | No. | 5.0000 | 28.0000 | 158.001.001.005.004.003.001.015.004.004. | 0.0000 | Material | 0 | 0.0000
610591 | A-1604-2BHK Int. Flat Switch Socket Material | No. | 1.0000 | 1.0000 | 5244 | Blank Plate 1m (573449) | No. | 9.0000 | 19.8400 | 158.001.001.005.004.003.001.015.004.004. | 0.0000 | Material | 0 | 0.0000
610591 | A-1604-2BHK Int. Flat Switch Socket Material | No. | 1.0000 | 1.0000 | 1714 | Connector | No. | 4.0000 | 9.0000 | 158.001.001.005.004.003.001.015.004.004. | 0.0000 | Material | 0 | 0.0000
610591 | A-1604-2BHK Int. Flat Switch Socket Material | No. | 1.0000 | 1.0000 | 6758 | Fan Step Reg (573469) | No. | 6.0000 | 432.3400 | 158.001.001.005.004.003.001.015.004.004. | 0.0000 | Material | 0 | 0.0000
610591 | A-1604-2BHK Int. Flat Switch Socket Material | No. | 1.0000 | 1.0000 | 3287 | Round Plate 4" - No. | No. | 38.0000 | 9.0000 | 158.001.001.005.004.003.001.015.004.004. | 0.0000 | Material | 0 | 0.0000
610591 | A-1604-2BHK Int. Flat Switch Socket Material | No. | 1.0000 | 1.0000 | 9555 | Round Plate 6" | No. | 6.0000 | 6.0000 | 158.001.001.005.004.003.001.015.004.004. | 0.0000 | Material | 0 | 0.0000
610591 | A-1604-2BHK Int. Flat Switch Socket Material | No. | 1.0000 | 1.0000 | 6757 | T.V. Socket (573425) | No. | 3.0000 | 83.1600 | 158.001.001.005.004.003.001.015.004.004. | 0.0000 | Material | 0 | 0.0000
610591 | A-1604-2BHK Int. Flat Switch Socket Material | No. | 1.0000 | 1.0000 | 5242 | Tel. Socket 1mod (573426) | No. | 1.0000 | 79.3800 | 158.001.001.005.004.003.001.015.004.004. | 0.0000 | Material | 0 | 0.0000
673874 | A-1604-2BHK Internal Flat Wiring. | No. | 1.0000 | 1.0000 | 23458 | 2 Pair telephone cable | Mtrs | 0.0000 | 50.0000 | 158.001.001.005.004.003.001.015.004.005. | 50.0000 | Material | 0 | 0.0000
673874 | A-1604-2BHK Internal Flat Wiring. | No. | 1.0000 | 1.0000 | 12468 | PVC Copper Wire 1.5 Sqmm black | Mtrs | 123.7750 | 8.8600 | 158.001.001.005.004.003.001.015.004.005. | 8.8600 | Material | 0 | 0.0000
673874 | A-1604-2BHK Internal Flat Wiring. | No. | 1.0000 | 1.0000 | 12530 | PVC Copper Wire 1.5 Sqmm blue | Mtrs | 105.7500 | 8.8600 | 158.001.001.005.004.003.001.015.004.005. | 8.8600 | Material | 0 | 0.0000
673874 | A-1604-2BHK Internal Flat Wiring. | No. | 1.0000 | 1.0000 | 12469 | PVC Copper Wire 1.5 Sqmm green | Mtrs | 78.9800 | 8.8700 | 158.001.001.005.004.003.001.015.004.005. | 0.0000 | Material | 0 | 0.0000
673874 | A-1604-2BHK Internal Flat Wiring. | No. | 1.0000 | 1.0000 | 26439 | PVC Copper Wire 1.5 Sqmm Grey | Mtrs | 0.0000 | 100.0000 | 158.001.001.005.004.003.001.015.004.005. | 100.0000 | Material | 0 | 0.0000
673874 | A-1604-2BHK Internal Flat Wiring. | No. | 1.0000 | 1.0000 | 12466 | PVC Copper Wire 1.5 Sqmm red | Mtrs | 35.5000 | 8.8700 | 158.001.001.005.004.003.001.015.004.005. | 8.8700 | Material | 0 | 0.0000
673874 | A-1604-2BHK Internal Flat Wiring. | No. | 1.0000 | 1.0000 | 12529 | PVC Copper Wire 1.5 Sqmm yellow | Mtrs | 151.3250 | 10.0000 | 158.001.001.005.004.003.001.015.004.005. | 10.0000 | Material | 0 | 0.0000
673874 | A-1604-2BHK Internal Flat Wiring. | No. | 1.0000 | 1.0000 | 12471 | PVC Copper Wire 2.5 Sqmm black | Mtrs | 110.7250 | 14.2800 | 158.001.001.005.004.003.001.015.004.005. | 14.2800 | Material | 0 | 0.0000
673874 | A-1604-2BHK Internal Flat Wiring. | No. | 1.0000 | 1.0000 | 12527 | PVC Copper Wire 2.5 Sqmm blue | Mtrs | 0 | 14.2800 | 158.001.001.005.004.003.001.015.004.005. | 0.0000 | Material | 0 | 0.0000
673874 | A-1604-2BHK Internal Flat Wiring. | No. | 1.0000 | 1.0000 | 12472 | PVC Copper Wire 2.5 Sqmm green | Mtrs | 65.9800 | 14.2800 | 158.001.001.005.004.003.001.015.004.005. | 0.0000 | Material | 0 | 0.0000
673874 | A-1604-2BHK Internal Flat Wiring. | No. | 1.0000 | 1.0000 | 12470 | PVC Copper Wire 2.5 Sqmm red | Mtrs | 75.2500 | 14.2800 | 158.001.001.005.004.003.001.015.004.005. | 0.0000 | Material | 0 | 0.0000
673874 | A-1604-2BHK Internal Flat Wiring. | No. | 1.0000 | 1.0000 | 12528 | PVC Copper Wire 2.5 Sqmm yellow | Mtrs | 0.0000 | 14.2800 | 158.001.001.005.004.003.001.015.004.005. | 14.2800 | Material | 0 | 0.0000
673874 | A-1604-2BHK Internal Flat Wiring. | No. | 1.0000 | 1.0000 | 12475 | PVC Copper Wire 4 Sqmm black | Mtrs | 115.8500 | 21.1200 | 158.001.001.005.004.003.001.015.004.005. | 0.0000 | Material | 0 | 0.0000
673874 | A-1604-2BHK Internal Flat Wiring. | No. | 1.0000 | 1.0000 | 13068 | PVC Copper Wire 4 Sqmm blue | Mtrs | 77.5000 | 10.0000 | 158.001.001.005.004.003.001.015.004.005. | 0.0000 | Material | 0 | 0.0000
673874 | A-1604-2BHK Internal Flat Wiring. | No. | 1.0000 | 1.0000 | 12474 | PVC Copper Wire 4 Sqmm red | Mtrs | 0.0000 | 21.1200 | 158.001.001.005.004.003.001.015.004.005. | 0.0000 | Material | 0 | 0.0000
673874 | A-1604-2BHK Internal Flat Wiring. | No. | 1.0000 | 1.0000 | 13067 | PVC Copper Wire 4 Sqmm yellow | Mtrs | 81.9250 | 10.0000 | 158.001.001.005.004.003.001.015.004.005. | 0.0000 | Material | 0 | 0.0000
673874 | A-1604-2BHK Internal Flat Wiring. | No. | 1.0000 | 1.0000 | 1010 | RG-6 Co-Axial Cable | Mtrs | 0.0000 | 14.3900 | 158.001.001.005.004.003.001.015.004.005. | 0.0000 | Material | 0 | 0.0000
570210 | A-1605-2BHK Internal Electrical work | No. | 1.0000 | 1.0000 | 26454 | 12 Module GI Concealed Box | No. | 2.0000 | 255.0000 | 158.001.001.005.004.003.001.015.005.001. | 255.0000 | Material | 0 | 0.0000
570210 | A-1605-2BHK Internal Electrical work | No. | 1.0000 | 1.0000 | 5245 | 12M Plate (575770) | No. | 2.0000 | 225.8600 | 158.001.001.005.004.003.001.015.005.001. | 0.0000 | Material | 0 | 0.0000
570210 | A-1605-2BHK Internal Electrical work | No. | 1.0000 | 1.0000 | 26448 | 2 Module GI Concealed Box | No. | 9.0000 | 75.0000 | 158.001.001.005.004.003.001.015.005.001. | 75.0000 | Material | 0 | 0.0000
570210 | A-1605-2BHK Internal Electrical work | No. | 1.0000 | 1.0000 | 5250 | 2M Plate (575710) | No. | 9.0000 | 60.4800 | 158.001.001.005.004.003.001.015.005.001. | 0.0000 | Material | 0 | 0.0000
570210 | A-1605-2BHK Internal Electrical work | No. | 1.0000 | 1.0000 | 26449 | 3 Module GI Concealed Box | No. | 11.0000 | 105.0000 | 158.001.001.005.004.003.001.015.005.001. | 105.0000 | Material | 0 | 0.0000
570210 | A-1605-2BHK Internal Electrical work | No. | 1.0000 | 1.0000 | 5249 | 3M Plate (575720) | No. | 11.0000 | 68.9800 | 158.001.001.005.004.003.001.015.005.001. | 0.0000 | Material | 0 | 0.0000
570210 | A-1605-2BHK Internal Electrical work | No. | 1.0000 | 1.0000 | 26450 | 4 Module GI Concealed Box | No. | 3.0000 | 130.0000 | 158.001.001.005.004.003.001.015.005.001. | 130.0000 | Material | 0 | 0.0000
570210 | A-1605-2BHK Internal Electrical work | No. | 1.0000 | 1.0000 | 5248 | 4M Plate (575730) | No. | 3.0000 | 72.7600 | 158.001.001.005.004.003.001.015.005.001. | 0.0000 | Material | 0 | 0.0000
570210 | A-1605-2BHK Internal Electrical work | No. | 1.0000 | 1.0000 | 26451 | 6 Module GI Concealed Box | No. | 7.0000 | 160.0000 | 158.001.001.005.004.003.001.015.005.001. | 160.0000 | Material | 0 | 0.0000
570210 | A-1605-2BHK Internal Electrical work | No. | 1.0000 | 1.0000 | 5247 | 6M Plate (575740) | No. | 7.0000 | 131.3500 | 158.001.001.005.004.003.001.015.005.001. | 0.0000 | Material | 0 | 0.0000
570210 | A-1605-2BHK Internal Electrical work | No. | 1.0000 | 1.0000 | 26452 | 8 Module GI Concealed Box | No. | 4.0000 | 215.0000 | 158.001.001.005.004.003.001.015.005.001. | 215.0000 | Material | 0 | 0.0000
570210 | A-1605-2BHK Internal Electrical work | No. | 1.0000 | 1.0000 | 5246 | 8M Hzl Plate (575750) | No. | 4.0000 | 144.5800 | 158.001.001.005.004.003.001.015.005.001. | 0.0000 | Material | 0 | 0.0000
570219 | A-1605-2BHK Wall Conduting Material 2BHK | No. | 1.0000 | 1.0000 | 8482 | Flexible Pipe 3/4" | Mtrs | 3.0000 | 5.2500 | 158.001.001.005.004.003.001.015.005.002. | 0.0000 | Material | 0 | 0.0000
570219 | A-1605-2BHK Wall Conduting Material 2BHK | No. | 1.0000 | 1.0000 | 501 | Nails 3" | Kgs | 0.5000 | 63.0000 | 158.001.001.005.004.003.001.015.005.002. | 0.0000 | Material | 0 | 0.0000
570219 | A-1605-2BHK Wall Conduting Material 2BHK | No. | 1.0000 | 1.0000 | 3246 | PVC 1 way Junction Box 1" | No. | 4.0000 | 18.2000 | 158.001.001.005.004.003.001.015.005.002. | 0.0000 | Material | 0 | 0.0000
570219 | A-1605-2BHK Wall Conduting Material 2BHK | No. | 1.0000 | 1.0000 | 838 | PVC Conduit Bend 1" | No. | 13.0000 | 6.3500 | 158.001.001.005.004.003.001.015.005.002. | 6.3500 | Material | 0 | 0.0000
570219 | A-1605-2BHK Wall Conduting Material 2BHK | No. | 1.0000 | 1.0000 | 837 | PVC Conduit Pipe 1" mtrs | Mtrs | 90.0000 | 18.6000 | 158.001.001.005.004.003.001.015.005.002. | 18.6000 | Material | 0 | 0.0000
604550 | A-1605-2BHK Internal Flat DB Work | No. | 1.0000 | 1.0000 | 28289 | 10A Single Pole MCB (IH31P0C010) | No. | 4.0000 | 100.0000 | 158.001.001.005.004.003.001.015.005.003. | 100.0000 | Material | 0 | 0.0000
604550 | A-1605-2BHK Internal Flat DB Work | No. | 1.0000 | 1.0000 | 28297 | 20A Single Pole MCB (IH31P0C020) | No. | 8.0000 | 300.0000 | 158.001.001.005.004.003.001.015.005.003. | 300.0000 | Material | 0 | 0.0000
604550 | A-1605-2BHK Internal Flat DB Work | No. | 1.0000 | 1.0000 | 28776 | 4 Way TPN DB with tel. compartment IHETPNYV004 | No. | 1.0000 | 118.0000 | 158.001.001.005.004.003.001.015.005.003. | 100.0000 | Material | 45 | 18.0000 | C+S GST 18% I/P RD
604550 | A-1605-2BHK Internal Flat DB Work | No. | 1.0000 | 1.0000 | 28545 | 40 AMP RCCB 4 Pole 30ma IH3R440030 | No. | 1.0000 | 118.0000 | 158.001.001.005.004.003.001.015.005.003. | 100.0000 | Material | 45 | 18.0000 | C+S GST 18% I/P RD
610592 | A-1605-2BHK Int. Flat Switch Socket Material | No. | 1.0000 | 1.0000 | 5238 | 16A 1way switch w indi.(572063 | No. | 8.0000 | 127.5800 | 158.001.001.005.004.003.001.015.005.004. | 0.0000 | Material | 0 | 0.0000
610592 | A-1605-2BHK Int. Flat Switch Socket Material | No. | 1.0000 | 1.0000 | 8655 | 16A socket (573471) | No. | 10.0000 | 254.0000 | 158.001.001.005.004.003.001.015.005.004. | 254.0000 | Material | 0 | 0.0000
610592 | A-1605-2BHK Int. Flat Switch Socket Material | No. | 1.0000 | 1.0000 | 793 | 6 A Bell Push (573413) | No. | 1.0000 | 22.0500 | 158.001.001.005.004.003.001.015.005.004. | 0.0000 | Material | 0 | 0.0000
610592 | A-1605-2BHK Int. Flat Switch Socket Material | No. | 1.0000 | 1.0000 | 7294 | 6A 2 Way Switch (573402) | No. | 4.0000 | 130.0000 | 158.001.001.005.004.003.001.015.005.004. | 0.0000 | Material | 0 | 0.0000
610592 | A-1605-2BHK Int. Flat Switch Socket Material | No. | 1.0000 | 1.0000 | 28162 | 6A 3Pin Socket (573424) | No. | 25.0000 | 290.0000 | 158.001.001.005.004.003.001.015.005.004. | 290.0000 | Material | 0 | 0.0000
610592 | A-1605-2BHK Int. Flat Switch Socket Material | No. | 1.0000 | 1.0000 | 5240 | 6A One way Switch (573400) | No. | 51.0000 | 72.7600 | 158.001.001.005.004.003.001.015.005.004. | 0.0000 | Material | 0 | 0.0000
610592 | A-1605-2BHK Int. Flat Switch Socket Material | No. | 1.0000 | 1.0000 | 2556 | Angle Holder | No. | 5.0000 | 28.0000 | 158.001.001.005.004.003.001.015.005.004. | 0.0000 | Material | 0 | 0.0000
610592 | A-1605-2BHK Int. Flat Switch Socket Material | No. | 1.0000 | 1.0000 | 5244 | Blank Plate 1m (573449) | No. | 9.0000 | 19.8400 | 158.001.001.005.004.003.001.015.005.004. | 0.0000 | Material | 0 | 0.0000
610592 | A-1605-2BHK Int. Flat Switch Socket Material | No. | 1.0000 | 1.0000 | 1714 | Connector | No. | 4.0000 | 9.0000 | 158.001.001.005.004.003.001.015.005.004. | 0.0000 | Material | 0 | 0.0000
610592 | A-1605-2BHK Int. Flat Switch Socket Material | No. | 1.0000 | 1.0000 | 6758 | Fan Step Reg (573469) | No. | 6.0000 | 432.3400 | 158.001.001.005.004.003.001.015.005.004. | 0.0000 | Material | 0 | 0.0000
610592 | A-1605-2BHK Int. Flat Switch Socket Material | No. | 1.0000 | 1.0000 | 3287 | Round Plate 4" - No. | No. | 38.0000 | 9.0000 | 158.001.001.005.004.003.001.015.005.004. | 0.0000 | Material | 0 | 0.0000
610592 | A-1605-2BHK Int. Flat Switch Socket Material | No. | 1.0000 | 1.0000 | 9555 | Round Plate 6" | No. | 6.0000 | 6.0000 | 158.001.001.005.004.003.001.015.005.004. | 0.0000 | Material | 0 | 0.0000
610592 | A-1605-2BHK Int. Flat Switch Socket Material | No. | 1.0000 | 1.0000 | 6757 | T.V. Socket (573425) | No. | 3.0000 | 83.1600 | 158.001.001.005.004.003.001.015.005.004. | 0.0000 | Material | 0 | 0.0000
610592 | A-1605-2BHK Int. Flat Switch Socket Material | No. | 1.0000 | 1.0000 | 5242 | Tel. Socket 1mod (573426) | No. | 1.0000 | 79.3800 | 158.001.001.005.004.003.001.015.005.004. | 0.0000 | Material | 0 | 0.0000
673876 | A-1605-2BHK Internal Flat Wiring. | No. | 1.0000 | 1.0000 | 23458 | 2 Pair telephone cable | Mtrs | 0.0000 | 50.0000 | 158.001.001.005.004.003.001.015.005.005. | 50.0000 | Material | 0 | 0.0000
673876 | A-1605-2BHK Internal Flat Wiring. | No. | 1.0000 | 1.0000 | 12468 | PVC Copper Wire 1.5 Sqmm black | Mtrs | 123.7750 | 8.8600 | 158.001.001.005.004.003.001.015.005.005. | 8.8600 | Material | 0 | 0.0000
673876 | A-1605-2BHK Internal Flat Wiring. | No. | 1.0000 | 1.0000 | 12530 | PVC Copper Wire 1.5 Sqmm blue | Mtrs | 105.7500 | 8.8600 | 158.001.001.005.004.003.001.015.005.005. | 8.8600 | Material | 0 | 0.0000
673876 | A-1605-2BHK Internal Flat Wiring. | No. | 1.0000 | 1.0000 | 12469 | PVC Copper Wire 1.5 Sqmm green | Mtrs | 78.9800 | 8.8700 | 158.001.001.005.004.003.001.015.005.005. | 0.0000 | Material | 0 | 0.0000
673876 | A-1605-2BHK Internal Flat Wiring. | No. | 1.0000 | 1.0000 | 26439 | PVC Copper Wire 1.5 Sqmm Grey | Mtrs | 0.0000 | 100.0000 | 158.001.001.005.004.003.001.015.005.005. | 100.0000 | Material | 0 | 0.0000
673876 | A-1605-2BHK Internal Flat Wiring. | No. | 1.0000 | 1.0000 | 12466 | PVC Copper Wire 1.5 Sqmm red | Mtrs | 35.5000 | 8.8700 | 158.001.001.005.004.003.001.015.005.005. | 8.8700 | Material | 0 | 0.0000
673876 | A-1605-2BHK Internal Flat Wiring. | No. | 1.0000 | 1.0000 | 12529 | PVC Copper Wire 1.5 Sqmm yellow | Mtrs | 151.3250 | 10.0000 | 158.001.001.005.004.003.001.015.005.005. | 10.0000 | Material | 0 | 0.0000
673876 | A-1605-2BHK Internal Flat Wiring. | No. | 1.0000 | 1.0000 | 12471 | PVC Copper Wire 2.5 Sqmm black | Mtrs | 110.7250 | 14.2800 | 158.001.001.005.004.003.001.015.005.005. | 14.2800 | Material | 0 | 0.0000
673876 | A-1605-2BHK Internal Flat Wiring. | No. | 1.0000 | 1.0000 | 12527 | PVC Copper Wire 2.5 Sqmm blue | Mtrs | 0 | 14.2800 | 158.001.001.005.004.003.001.015.005.005. | 0.0000 | Material | 0 | 0.0000
673876 | A-1605-2BHK Internal Flat Wiring. | No. | 1.0000 | 1.0000 | 12472 | PVC Copper Wire 2.5 Sqmm green | Mtrs | 65.9800 | 14.2800 | 158.001.001.005.004.003.001.015.005.005. | 0.0000 | Material | 0 | 0.0000
673876 | A-1605-2BHK Internal Flat Wiring. | No. | 1.0000 | 1.0000 | 12470 | PVC Copper Wire 2.5 Sqmm red | Mtrs | 75.2500 | 14.2800 | 158.001.001.005.004.003.001.015.005.005. | 0.0000 | Material | 0 | 0.0000
673876 | A-1605-2BHK Internal Flat Wiring. | No. | 1.0000 | 1.0000 | 12528 | PVC Copper Wire 2.5 Sqmm yellow | Mtrs | 0.0000 | 14.2800 | 158.001.001.005.004.003.001.015.005.005. | 14.2800 | Material | 0 | 0.0000
673876 | A-1605-2BHK Internal Flat Wiring. | No. | 1.0000 | 1.0000 | 12475 | PVC Copper Wire 4 Sqmm black | Mtrs | 115.8500 | 21.1200 | 158.001.001.005.004.003.001.015.005.005. | 0.0000 | Material | 0 | 0.0000
673876 | A-1605-2BHK Internal Flat Wiring. | No. | 1.0000 | 1.0000 | 13068 | PVC Copper Wire 4 Sqmm blue | Mtrs | 77.5000 | 10.0000 | 158.001.001.005.004.003.001.015.005.005. | 0.0000 | Material | 0 | 0.0000
673876 | A-1605-2BHK Internal Flat Wiring. | No. | 1.0000 | 1.0000 | 12474 | PVC Copper Wire 4 Sqmm red | Mtrs | 0.0000 | 21.1200 | 158.001.001.005.004.003.001.015.005.005. | 0.0000 | Material | 0 | 0.0000
673876 | A-1605-2BHK Internal Flat Wiring. | No. | 1.0000 | 1.0000 | 13067 | PVC Copper Wire 4 Sqmm yellow | Mtrs | 81.9250 | 10.0000 | 158.001.001.005.004.003.001.015.005.005. | 0.0000 | Material | 0 | 0.0000
673876 | A-1605-2BHK Internal Flat Wiring. | No. | 1.0000 | 1.0000 | 1010 | RG-6 Co-Axial Cable | Mtrs | 0.0000 | 14.3900 | 158.001.001.005.004.003.001.015.005.005. | 0.0000 | Material | 0 | 0.0000
570211 | A-1606-2BHK Internal Electrical work | No. | 1.0000 | 1.0000 | 26454 | 12 Module GI Concealed Box | No. | 2.0000 | 255.0000 | 158.001.001.005.004.003.001.015.006.001. | 255.0000 | Material | 0 | 0.0000
570211 | A-1606-2BHK Internal Electrical work | No. | 1.0000 | 1.0000 | 5245 | 12M Plate (575770) | No. | 2.0000 | 225.8600 | 158.001.001.005.004.003.001.015.006.001. | 0.0000 | Material | 0 | 0.0000
570211 | A-1606-2BHK Internal Electrical work | No. | 1.0000 | 1.0000 | 26448 | 2 Module GI Concealed Box | No. | 9.0000 | 75.0000 | 158.001.001.005.004.003.001.015.006.001. | 75.0000 | Material | 0 | 0.0000
570211 | A-1606-2BHK Internal Electrical work | No. | 1.0000 | 1.0000 | 5250 | 2M Plate (575710) | No. | 9.0000 | 60.4800 | 158.001.001.005.004.003.001.015.006.001. | 0.0000 | Material | 0 | 0.0000
570211 | A-1606-2BHK Internal Electrical work | No. | 1.0000 | 1.0000 | 26449 | 3 Module GI Concealed Box | No. | 11.0000 | 105.0000 | 158.001.001.005.004.003.001.015.006.001. | 105.0000 | Material | 0 | 0.0000
570211 | A-1606-2BHK Internal Electrical work | No. | 1.0000 | 1.0000 | 5249 | 3M Plate (575720) | No. | 11.0000 | 68.9800 | 158.001.001.005.004.003.001.015.006.001. | 0.0000 | Material | 0 | 0.0000
570211 | A-1606-2BHK Internal Electrical work | No. | 1.0000 | 1.0000 | 26450 | 4 Module GI Concealed Box | No. | 3.0000 | 130.0000 | 158.001.001.005.004.003.001.015.006.001. | 130.0000 | Material | 0 | 0.0000
570211 | A-1606-2BHK Internal Electrical work | No. | 1.0000 | 1.0000 | 5248 | 4M Plate (575730) | No. | 3.0000 | 72.7600 | 158.001.001.005.004.003.001.015.006.001. | 0.0000 | Material | 0 | 0.0000
570211 | A-1606-2BHK Internal Electrical work | No. | 1.0000 | 1.0000 | 26451 | 6 Module GI Concealed Box | No. | 7.0000 | 160.0000 | 158.001.001.005.004.003.001.015.006.001. | 160.0000 | Material | 0 | 0.0000
570211 | A-1606-2BHK Internal Electrical work | No. | 1.0000 | 1.0000 | 5247 | 6M Plate (575740) | No. | 7.0000 | 131.3500 | 158.001.001.005.004.003.001.015.006.001. | 0.0000 | Material | 0 | 0.0000
570211 | A-1606-2BHK Internal Electrical work | No. | 1.0000 | 1.0000 | 26452 | 8 Module GI Concealed Box | No. | 4.0000 | 215.0000 | 158.001.001.005.004.003.001.015.006.001. | 215.0000 | Material | 0 | 0.0000
570211 | A-1606-2BHK Internal Electrical work | No. | 1.0000 | 1.0000 | 5246 | 8M Hzl Plate (575750) | No. | 4.0000 | 144.5800 | 158.001.001.005.004.003.001.015.006.001. | 0.0000 | Material | 0 | 0.0000
570220 | A-1606-2BHK Wall Conduting Material 2BHK | No. | 1.0000 | 1.0000 | 8482 | Flexible Pipe 3/4" | Mtrs | 3.0000 | 5.2500 | 158.001.001.005.004.003.001.015.006.002. | 0.0000 | Material | 0 | 0.0000
570220 | A-1606-2BHK Wall Conduting Material 2BHK | No. | 1.0000 | 1.0000 | 501 | Nails 3" | Kgs | 0.5000 | 63.0000 | 158.001.001.005.004.003.001.015.006.002. | 0.0000 | Material | 0 | 0.0000
570220 | A-1606-2BHK Wall Conduting Material 2BHK | No. | 1.0000 | 1.0000 | 3246 | PVC 1 way Junction Box 1" | No. | 4.0000 | 18.2000 | 158.001.001.005.004.003.001.015.006.002. | 0.0000 | Material | 0 | 0.0000
570220 | A-1606-2BHK Wall Conduting Material 2BHK | No. | 1.0000 | 1.0000 | 838 | PVC Conduit Bend 1" | No. | 13.0000 | 6.3500 | 158.001.001.005.004.003.001.015.006.002. | 6.3500 | Material | 0 | 0.0000
570220 | A-1606-2BHK Wall Conduting Material 2BHK | No. | 1.0000 | 1.0000 | 837 | PVC Conduit Pipe 1" mtrs | Mtrs | 90.0000 | 18.6000 | 158.001.001.005.004.003.001.015.006.002. | 18.6000 | Material | 0 | 0.0000
604551 | A-1606-2BHK Internal Flat DB Work | No. | 1.0000 | 1.0000 | 28289 | 10A Single Pole MCB (IH31P0C010) | No. | 4.0000 | 100.0000 | 158.001.001.005.004.003.001.015.006.003. | 100.0000 | Material | 0 | 0.0000
604551 | A-1606-2BHK Internal Flat DB Work | No. | 1.0000 | 1.0000 | 28297 | 20A Single Pole MCB (IH31P0C020) | No. | 8.0000 | 300.0000 | 158.001.001.005.004.003.001.015.006.003. | 300.0000 | Material | 0 | 0.0000
604551 | A-1606-2BHK Internal Flat DB Work | No. | 1.0000 | 1.0000 | 28776 | 4 Way TPN DB with tel. compartment IHETPNYV004 | No. | 1.0000 | 118.0000 | 158.001.001.005.004.003.001.015.006.003. | 100.0000 | Material | 45 | 18.0000 | C+S GST 18% I/P RD
604551 | A-1606-2BHK Internal Flat DB Work | No. | 1.0000 | 1.0000 | 28545 | 40 AMP RCCB 4 Pole 30ma IH3R440030 | No. | 1.0000 | 118.0000 | 158.001.001.005.004.003.001.015.006.003. | 100.0000 | Material | 45 | 18.0000 | C+S GST 18% I/P RD
610593 | A-1606-2BHK Int. Flat Switch Socket Material | No. | 1.0000 | 1.0000 | 5238 | 16A 1way switch w indi.(572063 | No. | 8.0000 | 127.5800 | 158.001.001.005.004.003.001.015.006.004. | 0.0000 | Material | 0 | 0.0000
610593 | A-1606-2BHK Int. Flat Switch Socket Material | No. | 1.0000 | 1.0000 | 8655 | 16A socket (573471) | No. | 10.0000 | 254.0000 | 158.001.001.005.004.003.001.015.006.004. | 254.0000 | Material | 0 | 0.0000
610593 | A-1606-2BHK Int. Flat Switch Socket Material | No. | 1.0000 | 1.0000 | 793 | 6 A Bell Push (573413) | No. | 1.0000 | 22.0500 | 158.001.001.005.004.003.001.015.006.004. | 0.0000 | Material | 0 | 0.0000
610593 | A-1606-2BHK Int. Flat Switch Socket Material | No. | 1.0000 | 1.0000 | 7294 | 6A 2 Way Switch (573402) | No. | 4.0000 | 130.0000 | 158.001.001.005.004.003.001.015.006.004. | 0.0000 | Material | 0 | 0.0000
610593 | A-1606-2BHK Int. Flat Switch Socket Material | No. | 1.0000 | 1.0000 | 28162 | 6A 3Pin Socket (573424) | No. | 25.0000 | 290.0000 | 158.001.001.005.004.003.001.015.006.004. | 290.0000 | Material | 0 | 0.0000
610593 | A-1606-2BHK Int. Flat Switch Socket Material | No. | 1.0000 | 1.0000 | 5240 | 6A One way Switch (573400) | No. | 51.0000 | 72.7600 | 158.001.001.005.004.003.001.015.006.004. | 0.0000 | Material | 0 | 0.0000
610593 | A-1606-2BHK Int. Flat Switch Socket Material | No. | 1.0000 | 1.0000 | 2556 | Angle Holder | No. | 5.0000 | 28.0000 | 158.001.001.005.004.003.001.015.006.004. | 0.0000 | Material | 0 | 0.0000
610593 | A-1606-2BHK Int. Flat Switch Socket Material | No. | 1.0000 | 1.0000 | 5244 | Blank Plate 1m (573449) | No. | 9.0000 | 19.8400 | 158.001.001.005.004.003.001.015.006.004. | 0.0000 | Material | 0 | 0.0000
610593 | A-1606-2BHK Int. Flat Switch Socket Material | No. | 1.0000 | 1.0000 | 1714 | Connector | No. | 4.0000 | 9.0000 | 158.001.001.005.004.003.001.015.006.004. | 0.0000 | Material | 0 | 0.0000
610593 | A-1606-2BHK Int. Flat Switch Socket Material | No. | 1.0000 | 1.0000 | 6758 | Fan Step Reg (573469) | No. | 6.0000 | 432.3400 | 158.001.001.005.004.003.001.015.006.004. | 0.0000 | Material | 0 | 0.0000
610593 | A-1606-2BHK Int. Flat Switch Socket Material | No. | 1.0000 | 1.0000 | 3287 | Round Plate 4" - No. | No. | 38.0000 | 9.0000 | 158.001.001.005.004.003.001.015.006.004. | 0.0000 | Material | 0 | 0.0000
610593 | A-1606-2BHK Int. Flat Switch Socket Material | No. | 1.0000 | 1.0000 | 9555 | Round Plate 6" | No. | 6.0000 | 6.0000 | 158.001.001.005.004.003.001.015.006.004. | 0.0000 | Material | 0 | 0.0000
610593 | A-1606-2BHK Int. Flat Switch Socket Material | No. | 1.0000 | 1.0000 | 6757 | T.V. Socket (573425) | No. | 3.0000 | 83.1600 | 158.001.001.005.004.003.001.015.006.004. | 0.0000 | Material | 0 | 0.0000
610593 | A-1606-2BHK Int. Flat Switch Socket Material | No. | 1.0000 | 1.0000 | 5242 | Tel. Socket 1mod (573426) | No. | 1.0000 | 79.3800 | 158.001.001.005.004.003.001.015.006.004. | 0.0000 | Material | 0 | 0.0000
673878 | A-1606-2BHK Internal Flat Wiring. | No. | 1.0000 | 1.0000 | 23458 | 2 Pair telephone cable | Mtrs | 0.0000 | 50.0000 | 158.001.001.005.004.003.001.015.006.005. | 50.0000 | Material | 0 | 0.0000
673878 | A-1606-2BHK Internal Flat Wiring. | No. | 1.0000 | 1.0000 | 12468 | PVC Copper Wire 1.5 Sqmm black | Mtrs | 123.7750 | 8.8600 | 158.001.001.005.004.003.001.015.006.005. | 8.8600 | Material | 0 | 0.0000
673878 | A-1606-2BHK Internal Flat Wiring. | No. | 1.0000 | 1.0000 | 12530 | PVC Copper Wire 1.5 Sqmm blue | Mtrs | 105.7500 | 8.8600 | 158.001.001.005.004.003.001.015.006.005. | 8.8600 | Material | 0 | 0.0000
673878 | A-1606-2BHK Internal Flat Wiring. | No. | 1.0000 | 1.0000 | 12469 | PVC Copper Wire 1.5 Sqmm green | Mtrs | 78.9800 | 8.8700 | 158.001.001.005.004.003.001.015.006.005. | 0.0000 | Material | 0 | 0.0000
673878 | A-1606-2BHK Internal Flat Wiring. | No. | 1.0000 | 1.0000 | 26439 | PVC Copper Wire 1.5 Sqmm Grey | Mtrs | 0.0000 | 100.0000 | 158.001.001.005.004.003.001.015.006.005. | 100.0000 | Material | 0 | 0.0000
673878 | A-1606-2BHK Internal Flat Wiring. | No. | 1.0000 | 1.0000 | 12466 | PVC Copper Wire 1.5 Sqmm red | Mtrs | 35.5000 | 8.8700 | 158.001.001.005.004.003.001.015.006.005. | 8.8700 | Material | 0 | 0.0000
673878 | A-1606-2BHK Internal Flat Wiring. | No. | 1.0000 | 1.0000 | 12529 | PVC Copper Wire 1.5 Sqmm yellow | Mtrs | 151.3250 | 10.0000 | 158.001.001.005.004.003.001.015.006.005. | 10.0000 | Material | 0 | 0.0000
673878 | A-1606-2BHK Internal Flat Wiring. | No. | 1.0000 | 1.0000 | 12471 | PVC Copper Wire 2.5 Sqmm black | Mtrs | 110.7250 | 14.2800 | 158.001.001.005.004.003.001.015.006.005. | 14.2800 | Material | 0 | 0.0000
673878 | A-1606-2BHK Internal Flat Wiring. | No. | 1.0000 | 1.0000 | 12527 | PVC Copper Wire 2.5 Sqmm blue | Mtrs | 0 | 14.2800 | 158.001.001.005.004.003.001.015.006.005. | 0.0000 | Material | 0 | 0.0000
673878 | A-1606-2BHK Internal Flat Wiring. | No. | 1.0000 | 1.0000 | 12472 | PVC Copper Wire 2.5 Sqmm green | Mtrs | 65.9800 | 14.2800 | 158.001.001.005.004.003.001.015.006.005. | 0.0000 | Material | 0 | 0.0000
673878 | A-1606-2BHK Internal Flat Wiring. | No. | 1.0000 | 1.0000 | 12470 | PVC Copper Wire 2.5 Sqmm red | Mtrs | 75.2500 | 14.2800 | 158.001.001.005.004.003.001.015.006.005. | 0.0000 | Material | 0 | 0.0000
673878 | A-1606-2BHK Internal Flat Wiring. | No. | 1.0000 | 1.0000 | 12528 | PVC Copper Wire 2.5 Sqmm yellow | Mtrs | 0.0000 | 14.2800 | 158.001.001.005.004.003.001.015.006.005. | 14.2800 | Material | 0 | 0.0000
673878 | A-1606-2BHK Internal Flat Wiring. | No. | 1.0000 | 1.0000 | 12475 | PVC Copper Wire 4 Sqmm black | Mtrs | 115.8500 | 21.1200 | 158.001.001.005.004.003.001.015.006.005. | 0.0000 | Material | 0 | 0.0000
673878 | A-1606-2BHK Internal Flat Wiring. | No. | 1.0000 | 1.0000 | 13068 | PVC Copper Wire 4 Sqmm blue | Mtrs | 77.5000 | 10.0000 | 158.001.001.005.004.003.001.015.006.005. | 0.0000 | Material | 0 | 0.0000
673878 | A-1606-2BHK Internal Flat Wiring. | No. | 1.0000 | 1.0000 | 12474 | PVC Copper Wire 4 Sqmm red | Mtrs | 0.0000 | 21.1200 | 158.001.001.005.004.003.001.015.006.005. | 0.0000 | Material | 0 | 0.0000
673878 | A-1606-2BHK Internal Flat Wiring. | No. | 1.0000 | 1.0000 | 13067 | PVC Copper Wire 4 Sqmm yellow | Mtrs | 81.9250 | 10.0000 | 158.001.001.005.004.003.001.015.006.005. | 0.0000 | Material | 0 | 0.0000
673878 | A-1606-2BHK Internal Flat Wiring. | No. | 1.0000 | 1.0000 | 1010 | RG-6 Co-Axial Cable | Mtrs | 0.0000 | 14.3900 | 158.001.001.005.004.003.001.015.006.005. | 0.0000 | Material | 0 | 0.0000
570212 | A-1607-2BHK Internal Electrical work | No. | 1.0000 | 1.0000 | 26454 | 12 Module GI Concealed Box | No. | 2.0000 | 255.0000 | 158.001.001.005.004.003.001.015.007.001. | 255.0000 | Material | 0 | 0.0000
570212 | A-1607-2BHK Internal Electrical work | No. | 1.0000 | 1.0000 | 5245 | 12M Plate (575770) | No. | 2.0000 | 225.8600 | 158.001.001.005.004.003.001.015.007.001. | 0.0000 | Material | 0 | 0.0000
570212 | A-1607-2BHK Internal Electrical work | No. | 1.0000 | 1.0000 | 26448 | 2 Module GI Concealed Box | No. | 9.0000 | 75.0000 | 158.001.001.005.004.003.001.015.007.001. | 75.0000 | Material | 0 | 0.0000
570212 | A-1607-2BHK Internal Electrical work | No. | 1.0000 | 1.0000 | 5250 | 2M Plate (575710) | No. | 9.0000 | 60.4800 | 158.001.001.005.004.003.001.015.007.001. | 0.0000 | Material | 0 | 0.0000
570212 | A-1607-2BHK Internal Electrical work | No. | 1.0000 | 1.0000 | 26449 | 3 Module GI Concealed Box | No. | 11.0000 | 105.0000 | 158.001.001.005.004.003.001.015.007.001. | 105.0000 | Material | 0 | 0.0000
570212 | A-1607-2BHK Internal Electrical work | No. | 1.0000 | 1.0000 | 5249 | 3M Plate (575720) | No. | 11.0000 | 68.9800 | 158.001.001.005.004.003.001.015.007.001. | 0.0000 | Material | 0 | 0.0000
570212 | A-1607-2BHK Internal Electrical work | No. | 1.0000 | 1.0000 | 26450 | 4 Module GI Concealed Box | No. | 3.0000 | 130.0000 | 158.001.001.005.004.003.001.015.007.001. | 130.0000 | Material | 0 | 0.0000
570212 | A-1607-2BHK Internal Electrical work | No. | 1.0000 | 1.0000 | 5248 | 4M Plate (575730) | No. | 3.0000 | 72.7600 | 158.001.001.005.004.003.001.015.007.001. | 0.0000 | Material | 0 | 0.0000
570212 | A-1607-2BHK Internal Electrical work | No. | 1.0000 | 1.0000 | 26451 | 6 Module GI Concealed Box | No. | 7.0000 | 160.0000 | 158.001.001.005.004.003.001.015.007.001. | 160.0000 | Material | 0 | 0.0000
570212 | A-1607-2BHK Internal Electrical work | No. | 1.0000 | 1.0000 | 5247 | 6M Plate (575740) | No. | 7.0000 | 131.3500 | 158.001.001.005.004.003.001.015.007.001. | 0.0000 | Material | 0 | 0.0000
570212 | A-1607-2BHK Internal Electrical work | No. | 1.0000 | 1.0000 | 26452 | 8 Module GI Concealed Box | No. | 4.0000 | 215.0000 | 158.001.001.005.004.003.001.015.007.001. | 215.0000 | Material | 0 | 0.0000
570212 | A-1607-2BHK Internal Electrical work | No. | 1.0000 | 1.0000 | 5246 | 8M Hzl Plate (575750) | No. | 4.0000 | 144.5800 | 158.001.001.005.004.003.001.015.007.001. | 0.0000 | Material | 0 | 0.0000
570221 | A-1607-2BHK Wall Conduting Material 2BHK | No. | 1.0000 | 1.0000 | 8482 | Flexible Pipe 3/4" | Mtrs | 3.0000 | 5.2500 | 158.001.001.005.004.003.001.015.007.002. | 0.0000 | Material | 0 | 0.0000
570221 | A-1607-2BHK Wall Conduting Material 2BHK | No. | 1.0000 | 1.0000 | 501 | Nails 3" | Kgs | 0.5000 | 63.0000 | 158.001.001.005.004.003.001.015.007.002. | 0.0000 | Material | 0 | 0.0000
570221 | A-1607-2BHK Wall Conduting Material 2BHK | No. | 1.0000 | 1.0000 | 3246 | PVC 1 way Junction Box 1" | No. | 4.0000 | 18.2000 | 158.001.001.005.004.003.001.015.007.002. | 0.0000 | Material | 0 | 0.0000
570221 | A-1607-2BHK Wall Conduting Material 2BHK | No. | 1.0000 | 1.0000 | 838 | PVC Conduit Bend 1" | No. | 13.0000 | 6.3500 | 158.001.001.005.004.003.001.015.007.002. | 6.3500 | Material | 0 | 0.0000
570221 | A-1607-2BHK Wall Conduting Material 2BHK | No. | 1.0000 | 1.0000 | 837 | PVC Conduit Pipe 1" mtrs | Mtrs | 90.0000 | 18.6000 | 158.001.001.005.004.003.001.015.007.002. | 18.6000 | Material | 0 | 0.0000
604552 | A-1607-2BHK Internal Flat DB Work | No. | 1.0000 | 1.0000 | 28289 | 10A Single Pole MCB (IH31P0C010) | No. | 4.0000 | 100.0000 | 158.001.001.005.004.003.001.015.007.003. | 100.0000 | Material | 0 | 0.0000
604552 | A-1607-2BHK Internal Flat DB Work | No. | 1.0000 | 1.0000 | 28297 | 20A Single Pole MCB (IH31P0C020) | No. | 8.0000 | 300.0000 | 158.001.001.005.004.003.001.015.007.003. | 300.0000 | Material | 0 | 0.0000
604552 | A-1607-2BHK Internal Flat DB Work | No. | 1.0000 | 1.0000 | 28776 | 4 Way TPN DB with tel. compartment IHETPNYV004 | No. | 1.0000 | 118.0000 | 158.001.001.005.004.003.001.015.007.003. | 100.0000 | Material | 45 | 18.0000 | C+S GST 18% I/P RD
604552 | A-1607-2BHK Internal Flat DB Work | No. | 1.0000 | 1.0000 | 28545 | 40 AMP RCCB 4 Pole 30ma IH3R440030 | No. | 1.0000 | 118.0000 | 158.001.001.005.004.003.001.015.007.003. | 100.0000 | Material | 45 | 18.0000 | C+S GST 18% I/P RD
610594 | A-1607-2BHK Int. Flat Switch Socket Material | No. | 1.0000 | 1.0000 | 5238 | 16A 1way switch w indi.(572063 | No. | 8.0000 | 127.5800 | 158.001.001.005.004.003.001.015.007.004. | 0.0000 | Material | 0 | 0.0000
610594 | A-1607-2BHK Int. Flat Switch Socket Material | No. | 1.0000 | 1.0000 | 8655 | 16A socket (573471) | No. | 10.0000 | 254.0000 | 158.001.001.005.004.003.001.015.007.004. | 254.0000 | Material | 0 | 0.0000
610594 | A-1607-2BHK Int. Flat Switch Socket Material | No. | 1.0000 | 1.0000 | 793 | 6 A Bell Push (573413) | No. | 1.0000 | 22.0500 | 158.001.001.005.004.003.001.015.007.004. | 0.0000 | Material | 0 | 0.0000
610594 | A-1607-2BHK Int. Flat Switch Socket Material | No. | 1.0000 | 1.0000 | 7294 | 6A 2 Way Switch (573402) | No. | 4.0000 | 130.0000 | 158.001.001.005.004.003.001.015.007.004. | 0.0000 | Material | 0 | 0.0000
610594 | A-1607-2BHK Int. Flat Switch Socket Material | No. | 1.0000 | 1.0000 | 28162 | 6A 3Pin Socket (573424) | No. | 25.0000 | 290.0000 | 158.001.001.005.004.003.001.015.007.004. | 290.0000 | Material | 0 | 0.0000
610594 | A-1607-2BHK Int. Flat Switch Socket Material | No. | 1.0000 | 1.0000 | 5240 | 6A One way Switch (573400) | No. | 51.0000 | 72.7600 | 158.001.001.005.004.003.001.015.007.004. | 0.0000 | Material | 0 | 0.0000
610594 | A-1607-2BHK Int. Flat Switch Socket Material | No. | 1.0000 | 1.0000 | 2556 | Angle Holder | No. | 5.0000 | 28.0000 | 158.001.001.005.004.003.001.015.007.004. | 0.0000 | Material | 0 | 0.0000
610594 | A-1607-2BHK Int. Flat Switch Socket Material | No. | 1.0000 | 1.0000 | 5244 | Blank Plate 1m (573449) | No. | 9.0000 | 19.8400 | 158.001.001.005.004.003.001.015.007.004. | 0.0000 | Material | 0 | 0.0000
610594 | A-1607-2BHK Int. Flat Switch Socket Material | No. | 1.0000 | 1.0000 | 1714 | Connector | No. | 4.0000 | 9.0000 | 158.001.001.005.004.003.001.015.007.004. | 0.0000 | Material | 0 | 0.0000
610594 | A-1607-2BHK Int. Flat Switch Socket Material | No. | 1.0000 | 1.0000 | 6758 | Fan Step Reg (573469) | No. | 6.0000 | 432.3400 | 158.001.001.005.004.003.001.015.007.004. | 0.0000 | Material | 0 | 0.0000
610594 | A-1607-2BHK Int. Flat Switch Socket Material | No. | 1.0000 | 1.0000 | 3287 | Round Plate 4" - No. | No. | 38.0000 | 9.0000 | 158.001.001.005.004.003.001.015.007.004. | 0.0000 | Material | 0 | 0.0000
610594 | A-1607-2BHK Int. Flat Switch Socket Material | No. | 1.0000 | 1.0000 | 9555 | Round Plate 6" | No. | 6.0000 | 6.0000 | 158.001.001.005.004.003.001.015.007.004. | 0.0000 | Material | 0 | 0.0000
610594 | A-1607-2BHK Int. Flat Switch Socket Material | No. | 1.0000 | 1.0000 | 6757 | T.V. Socket (573425) | No. | 3.0000 | 83.1600 | 158.001.001.005.004.003.001.015.007.004. | 0.0000 | Material | 0 | 0.0000
610594 | A-1607-2BHK Int. Flat Switch Socket Material | No. | 1.0000 | 1.0000 | 5242 | Tel. Socket 1mod (573426) | No. | 1.0000 | 79.3800 | 158.001.001.005.004.003.001.015.007.004. | 0.0000 | Material | 0 | 0.0000
673879 | A-1607-2BHK Internal Flat Wiring. | No. | 1.0000 | 1.0000 | 23458 | 2 Pair telephone cable | Mtrs | 0.0000 | 50.0000 | 158.001.001.005.004.003.001.015.007.005. | 50.0000 | Material | 0 | 0.0000
673879 | A-1607-2BHK Internal Flat Wiring. | No. | 1.0000 | 1.0000 | 12468 | PVC Copper Wire 1.5 Sqmm black | Mtrs | 123.7750 | 8.8600 | 158.001.001.005.004.003.001.015.007.005. | 8.8600 | Material | 0 | 0.0000
673879 | A-1607-2BHK Internal Flat Wiring. | No. | 1.0000 | 1.0000 | 12530 | PVC Copper Wire 1.5 Sqmm blue | Mtrs | 105.7500 | 8.8600 | 158.001.001.005.004.003.001.015.007.005. | 8.8600 | Material | 0 | 0.0000
673879 | A-1607-2BHK Internal Flat Wiring. | No. | 1.0000 | 1.0000 | 12469 | PVC Copper Wire 1.5 Sqmm green | Mtrs | 78.9800 | 8.8700 | 158.001.001.005.004.003.001.015.007.005. | 0.0000 | Material | 0 | 0.0000
673879 | A-1607-2BHK Internal Flat Wiring. | No. | 1.0000 | 1.0000 | 26439 | PVC Copper Wire 1.5 Sqmm Grey | Mtrs | 0.0000 | 100.0000 | 158.001.001.005.004.003.001.015.007.005. | 100.0000 | Material | 0 | 0.0000
673879 | A-1607-2BHK Internal Flat Wiring. | No. | 1.0000 | 1.0000 | 12466 | PVC Copper Wire 1.5 Sqmm red | Mtrs | 35.5000 | 8.8700 | 158.001.001.005.004.003.001.015.007.005. | 8.8700 | Material | 0 | 0.0000
673879 | A-1607-2BHK Internal Flat Wiring. | No. | 1.0000 | 1.0000 | 12529 | PVC Copper Wire 1.5 Sqmm yellow | Mtrs | 151.3250 | 10.0000 | 158.001.001.005.004.003.001.015.007.005. | 10.0000 | Material | 0 | 0.0000
673879 | A-1607-2BHK Internal Flat Wiring. | No. | 1.0000 | 1.0000 | 12471 | PVC Copper Wire 2.5 Sqmm black | Mtrs | 110.7250 | 14.2800 | 158.001.001.005.004.003.001.015.007.005. | 14.2800 | Material | 0 | 0.0000
673879 | A-1607-2BHK Internal Flat Wiring. | No. | 1.0000 | 1.0000 | 12527 | PVC Copper Wire 2.5 Sqmm blue | Mtrs | 0 | 14.2800 | 158.001.001.005.004.003.001.015.007.005. | 0.0000 | Material | 0 | 0.0000
673879 | A-1607-2BHK Internal Flat Wiring. | No. | 1.0000 | 1.0000 | 12472 | PVC Copper Wire 2.5 Sqmm green | Mtrs | 65.9800 | 14.2800 | 158.001.001.005.004.003.001.015.007.005. | 0.0000 | Material | 0 | 0.0000
673879 | A-1607-2BHK Internal Flat Wiring. | No. | 1.0000 | 1.0000 | 12470 | PVC Copper Wire 2.5 Sqmm red | Mtrs | 75.2500 | 14.2800 | 158.001.001.005.004.003.001.015.007.005. | 0.0000 | Material | 0 | 0.0000
673879 | A-1607-2BHK Internal Flat Wiring. | No. | 1.0000 | 1.0000 | 12528 | PVC Copper Wire 2.5 Sqmm yellow | Mtrs | 0.0000 | 14.2800 | 158.001.001.005.004.003.001.015.007.005. | 14.2800 | Material | 0 | 0.0000
673879 | A-1607-2BHK Internal Flat Wiring. | No. | 1.0000 | 1.0000 | 12475 | PVC Copper Wire 4 Sqmm black | Mtrs | 115.8500 | 21.1200 | 158.001.001.005.004.003.001.015.007.005. | 0.0000 | Material | 0 | 0.0000
673879 | A-1607-2BHK Internal Flat Wiring. | No. | 1.0000 | 1.0000 | 13068 | PVC Copper Wire 4 Sqmm blue | Mtrs | 77.5000 | 10.0000 | 158.001.001.005.004.003.001.015.007.005. | 0.0000 | Material | 0 | 0.0000
673879 | A-1607-2BHK Internal Flat Wiring. | No. | 1.0000 | 1.0000 | 12474 | PVC Copper Wire 4 Sqmm red | Mtrs | 0.0000 | 21.1200 | 158.001.001.005.004.003.001.015.007.005. | 0.0000 | Material | 0 | 0.0000
673879 | A-1607-2BHK Internal Flat Wiring. | No. | 1.0000 | 1.0000 | 13067 | PVC Copper Wire 4 Sqmm yellow | Mtrs | 81.9250 | 10.0000 | 158.001.001.005.004.003.001.015.007.005. | 0.0000 | Material | 0 | 0.0000
673879 | A-1607-2BHK Internal Flat Wiring. | No. | 1.0000 | 1.0000 | 1010 | RG-6 Co-Axial Cable | Mtrs | 0.0000 | 14.3900 | 158.001.001.005.004.003.001.015.007.005. | 0.0000 | Material | 0 | 0.0000
570213 | A-1608-3BHK Internal Electrical work | No. | 1.0000 | 1.0000 | 26454 | 12 Module GI Concealed Box | No. | 2.0000 | 255.0000 | 158.001.001.005.004.003.001.015.008.001. | 255.0000 | Material | 0 | 0.0000
570213 | A-1608-3BHK Internal Electrical work | No. | 1.0000 | 1.0000 | 5245 | 12M Plate (575770) | No. | 2.0000 | 225.8600 | 158.001.001.005.004.003.001.015.008.001. | 0.0000 | Material | 0 | 0.0000
570213 | A-1608-3BHK Internal Electrical work | No. | 1.0000 | 1.0000 | 26448 | 2 Module GI Concealed Box | No. | 13.0000 | 75.0000 | 158.001.001.005.004.003.001.015.008.001. | 75.0000 | Material | 0 | 0.0000
570213 | A-1608-3BHK Internal Electrical work | No. | 1.0000 | 1.0000 | 5250 | 2M Plate (575710) | No. | 13.0000 | 60.4800 | 158.001.001.005.004.003.001.015.008.001. | 0.0000 | Material | 0 | 0.0000
570213 | A-1608-3BHK Internal Electrical work | No. | 1.0000 | 1.0000 | 26449 | 3 Module GI Concealed Box | No. | 11.0000 | 105.0000 | 158.001.001.005.004.003.001.015.008.001. | 105.0000 | Material | 0 | 0.0000
570213 | A-1608-3BHK Internal Electrical work | No. | 1.0000 | 1.0000 | 5249 | 3M Plate (575720) | No. | 11.0000 | 68.9800 | 158.001.001.005.004.003.001.015.008.001. | 0.0000 | Material | 0 | 0.0000
570213 | A-1608-3BHK Internal Electrical work | No. | 1.0000 | 1.0000 | 26450 | 4 Module GI Concealed Box | No. | 4.0000 | 130.0000 | 158.001.001.005.004.003.001.015.008.001. | 130.0000 | Material | 0 | 0.0000
570213 | A-1608-3BHK Internal Electrical work | No. | 1.0000 | 1.0000 | 5248 | 4M Plate (575730) | No. | 4.0000 | 72.7600 | 158.001.001.005.004.003.001.015.008.001. | 0.0000 | Material | 0 | 0.0000
570213 | A-1608-3BHK Internal Electrical work | No. | 1.0000 | 1.0000 | 26451 | 6 Module GI Concealed Box | No. | 9.0000 | 160.0000 | 158.001.001.005.004.003.001.015.008.001. | 160.0000 | Material | 0 | 0.0000
570213 | A-1608-3BHK Internal Electrical work | No. | 1.0000 | 1.0000 | 5247 | 6M Plate (575740) | No. | 9.0000 | 131.3500 | 158.001.001.005.004.003.001.015.008.001. | 0.0000 | Material | 0 | 0.0000
570213 | A-1608-3BHK Internal Electrical work | No. | 1.0000 | 1.0000 | 26452 | 8 Module GI Concealed Box | No. | 5.0000 | 215.0000 | 158.001.001.005.004.003.001.015.008.001. | 215.0000 | Material | 0 | 0.0000
570213 | A-1608-3BHK Internal Electrical work | No. | 1.0000 | 1.0000 | 5246 | 8M Hzl Plate (575750) | No. | 5.0000 | 144.5800 | 158.001.001.005.004.003.001.015.008.001. | 0.0000 | Material | 0 | 0.0000
570215 | A-1608-3BHK Wall Conduting Material | No. | 1.0000 | 1.0000 | 8482 | Flexible Pipe 3/4" | Mtrs | 3.0000 | 5.2500 | 158.001.001.005.004.003.001.015.008.002. | 0.0000 | Material | 0 | 0.0000
570215 | A-1608-3BHK Wall Conduting Material | No. | 1.0000 | 1.0000 | 501 | Nails 3" | Kgs | 0.5000 | 63.0000 | 158.001.001.005.004.003.001.015.008.002. | 0.0000 | Material | 0 | 0.0000
570215 | A-1608-3BHK Wall Conduting Material | No. | 1.0000 | 1.0000 | 3246 | PVC 1 way Junction Box 1" | No. | 6.0000 | 18.2000 | 158.001.001.005.004.003.001.015.008.002. | 0.0000 | Material | 0 | 0.0000
570215 | A-1608-3BHK Wall Conduting Material | No. | 1.0000 | 1.0000 | 838 | PVC Conduit Bend 1" | No. | 15.0000 | 6.3500 | 158.001.001.005.004.003.001.015.008.002. | 6.3500 | Material | 0 | 0.0000
570215 | A-1608-3BHK Wall Conduting Material | No. | 1.0000 | 1.0000 | 837 | PVC Conduit Pipe 1" mtrs | Mtrs | 105.0000 | 18.6000 | 158.001.001.005.004.003.001.015.008.002. | 18.6000 | Material | 0 | 0.0000
604553 | A-1608-3BHK Internal Flat DB Work | No. | 1.0000 | 1.0000 | 28289 | 10A Single Pole MCB (IH31P0C010) | No. | 3.0000 | 100.0000 | 158.001.001.005.004.003.001.015.008.003. | 100.0000 | Material | 0 | 0.0000
604553 | A-1608-3BHK Internal Flat DB Work | No. | 1.0000 | 1.0000 | 28297 | 20A Single Pole MCB (IH31P0C020) | No. | 9.0000 | 300.0000 | 158.001.001.005.004.003.001.015.008.003. | 300.0000 | Material | 0 | 0.0000
604553 | A-1608-3BHK Internal Flat DB Work | No. | 1.0000 | 1.0000 | 28545 | 40 AMP RCCB 4 Pole 30ma IH3R440030 | No. | 1.0000 | 118.0000 | 158.001.001.005.004.003.001.015.008.003. | 100.0000 | Material | 45 | 18.0000 | C+S GST 18% I/P RD
604553 | A-1608-3BHK Internal Flat DB Work | No. | 1.0000 | 1.0000 | 28777 | 6 Way TPN DB with tel. compartment IHETPNTV006 | No. | 1.0000 | 118.0000 | 158.001.001.005.004.003.001.015.008.003. | 100.0000 | Material | 45 | 18.0000 | C+S GST 18% I/P RD
606884 | A-1608-3BHK Int. Flat Switch Socket Material | No. | 1.0000 | 1.0000 | 5238 | 16A 1way switch w indi.(572063 | No. | 12.0000 | 127.5800 | 158.001.001.005.004.003.001.015.008.004. | 0.0000 | Material | 0 | 0.0000
606884 | A-1608-3BHK Int. Flat Switch Socket Material | No. | 1.0000 | 1.0000 | 8655 | 16A socket (573471) | No. | 12.0000 | 254.0000 | 158.001.001.005.004.003.001.015.008.004. | 254.0000 | Material | 0 | 0.0000
606884 | A-1608-3BHK Int. Flat Switch Socket Material | No. | 1.0000 | 1.0000 | 793 | 6 A Bell Push (573413) | No. | 1.0000 | 22.0500 | 158.001.001.005.004.003.001.015.008.004. | 0.0000 | Material | 0 | 0.0000
606884 | A-1608-3BHK Int. Flat Switch Socket Material | No. | 1.0000 | 1.0000 | 7294 | 6A 2 Way Switch (573402) | No. | 6.0000 | 130.0000 | 158.001.001.005.004.003.001.015.008.004. | 0.0000 | Material | 0 | 0.0000
606884 | A-1608-3BHK Int. Flat Switch Socket Material | No. | 1.0000 | 1.0000 | 28162 | 6A 3Pin Socket (573424) | No. | 30.0000 | 290.0000 | 158.001.001.005.004.003.001.015.008.004. | 290.0000 | Material | 0 | 0.0000
606884 | A-1608-3BHK Int. Flat Switch Socket Material | No. | 1.0000 | 1.0000 | 5240 | 6A One way Switch (573400) | No. | 61.0000 | 72.7600 | 158.001.001.005.004.003.001.015.008.004. | 0.0000 | Material | 0 | 0.0000
606884 | A-1608-3BHK Int. Flat Switch Socket Material | No. | 1.0000 | 1.0000 | 2556 | Angle Holder | No. | 6.0000 | 28.0000 | 158.001.001.005.004.003.001.015.008.004. | 0.0000 | Material | 0 | 0.0000
606884 | A-1608-3BHK Int. Flat Switch Socket Material | No. | 1.0000 | 1.0000 | 5244 | Blank Plate 1m (573449) | No. | 9.0000 | 19.8400 | 158.001.001.005.004.003.001.015.008.004. | 0.0000 | Material | 0 | 0.0000
606884 | A-1608-3BHK Int. Flat Switch Socket Material | No. | 1.0000 | 1.0000 | 1714 | Connector | No. | 5.0000 | 9.0000 | 158.001.001.005.004.003.001.015.008.004. | 0.0000 | Material | 0 | 0.0000
606884 | A-1608-3BHK Int. Flat Switch Socket Material | No. | 1.0000 | 1.0000 | 6758 | Fan Step Reg (573469) | No. | 7.0000 | 432.3400 | 158.001.001.005.004.003.001.015.008.004. | 0.0000 | Material | 0 | 0.0000
606884 | A-1608-3BHK Int. Flat Switch Socket Material | No. | 1.0000 | 1.0000 | 3287 | Round Plate 4" - No. | No. | 44.0000 | 9.0000 | 158.001.001.005.004.003.001.015.008.004. | 0.0000 | Material | 0 | 0.0000
606884 | A-1608-3BHK Int. Flat Switch Socket Material | No. | 1.0000 | 1.0000 | 9555 | Round Plate 6" | No. | 7.0000 | 6.0000 | 158.001.001.005.004.003.001.015.008.004. | 0.0000 | Material | 0 | 0.0000
606884 | A-1608-3BHK Int. Flat Switch Socket Material | No. | 1.0000 | 1.0000 | 6757 | T.V. Socket (573425) | No. | 4.0000 | 83.1600 | 158.001.001.005.004.003.001.015.008.004. | 0.0000 | Material | 0 | 0.0000
606884 | A-1608-3BHK Int. Flat Switch Socket Material | No. | 1.0000 | 1.0000 | 5242 | Tel. Socket 1mod (573426) | No. | 1.0000 | 79.3800 | 158.001.001.005.004.003.001.015.008.004. | 0.0000 | Material | 0 | 0.0000
673880 | A-1608-3BHK Internal Flat Wiring. | No. | 1.0000 | 1.0000 | 23458 | 2 Pair telephone cable | Mtrs | 0.0000 | 50.0000 | 158.001.001.005.004.003.001.015.008.005. | 50.0000 | Material | 0 | 0.0000
673880 | A-1608-3BHK Internal Flat Wiring. | No. | 1.0000 | 1.0000 | 12468 | PVC Copper Wire 1.5 Sqmm black | Mtrs | 123.7750 | 8.8600 | 158.001.001.005.004.003.001.015.008.005. | 8.8600 | Material | 0 | 0.0000
673880 | A-1608-3BHK Internal Flat Wiring. | No. | 1.0000 | 1.0000 | 12530 | PVC Copper Wire 1.5 Sqmm blue | Mtrs | 113.0000 | 8.8600 | 158.001.001.005.004.003.001.015.008.005. | 8.8600 | Material | 0 | 0.0000
673880 | A-1608-3BHK Internal Flat Wiring. | No. | 1.0000 | 1.0000 | 12469 | PVC Copper Wire 1.5 Sqmm green | Mtrs | 78.9800 | 8.8700 | 158.001.001.005.004.003.001.015.008.005. | 0.0000 | Material | 0 | 0.0000
673880 | A-1608-3BHK Internal Flat Wiring. | No. | 1.0000 | 1.0000 | 26439 | PVC Copper Wire 1.5 Sqmm Grey | Mtrs | 0.0000 | 100.0000 | 158.001.001.005.004.003.001.015.008.005. | 100.0000 | Material | 0 | 0.0000
673880 | A-1608-3BHK Internal Flat Wiring. | No. | 1.0000 | 1.0000 | 12466 | PVC Copper Wire 1.5 Sqmm red | Mtrs | 0.0000 | 8.8700 | 158.001.001.005.004.003.001.015.008.005. | 8.8700 | Material | 0 | 0.0000
673880 | A-1608-3BHK Internal Flat Wiring. | No. | 1.0000 | 1.0000 | 12529 | PVC Copper Wire 1.5 Sqmm yellow | Mtrs | 100.0000 | 10.0000 | 158.001.001.005.004.003.001.015.008.005. | 10.0000 | Material | 0 | 0.0000
673880 | A-1608-3BHK Internal Flat Wiring. | No. | 1.0000 | 1.0000 | 12471 | PVC Copper Wire 2.5 Sqmm black | Mtrs | 110.7250 | 14.2800 | 158.001.001.005.004.003.001.015.008.005. | 14.2800 | Material | 0 | 0.0000
673880 | A-1608-3BHK Internal Flat Wiring. | No. | 1.0000 | 1.0000 | 12527 | PVC Copper Wire 2.5 Sqmm blue | Mtrs | 0 | 14.2800 | 158.001.001.005.004.003.001.015.008.005. | 0.0000 | Material | 0 | 0.0000
673880 | A-1608-3BHK Internal Flat Wiring. | No. | 1.0000 | 1.0000 | 12472 | PVC Copper Wire 2.5 Sqmm green | Mtrs | 65.9800 | 14.2800 | 158.001.001.005.004.003.001.015.008.005. | 0.0000 | Material | 0 | 0.0000
673880 | A-1608-3BHK Internal Flat Wiring. | No. | 1.0000 | 1.0000 | 12470 | PVC Copper Wire 2.5 Sqmm red | Mtrs | 75.2500 | 14.2800 | 158.001.001.005.004.003.001.015.008.005. | 0.0000 | Material | 0 | 0.0000
673880 | A-1608-3BHK Internal Flat Wiring. | No. | 1.0000 | 1.0000 | 12528 | PVC Copper Wire 2.5 Sqmm yellow | Mtrs | 0.0000 | 14.2800 | 158.001.001.005.004.003.001.015.008.005. | 14.2800 | Material | 0 | 0.0000
673880 | A-1608-3BHK Internal Flat Wiring. | No. | 1.0000 | 1.0000 | 12475 | PVC Copper Wire 4 Sqmm black | Mtrs | 115.8500 | 21.1200 | 158.001.001.005.004.003.001.015.008.005. | 0.0000 | Material | 0 | 0.0000
673880 | A-1608-3BHK Internal Flat Wiring. | No. | 1.0000 | 1.0000 | 13068 | PVC Copper Wire 4 Sqmm blue | Mtrs | 77.5000 | 10.0000 | 158.001.001.005.004.003.001.015.008.005. | 0.0000 | Material | 0 | 0.0000
673880 | A-1608-3BHK Internal Flat Wiring. | No. | 1.0000 | 1.0000 | 12474 | PVC Copper Wire 4 Sqmm red | Mtrs | 0.0000 | 21.1200 | 158.001.001.005.004.003.001.015.008.005. | 0.0000 | Material | 0 | 0.0000
673880 | A-1608-3BHK Internal Flat Wiring. | No. | 1.0000 | 1.0000 | 13067 | PVC Copper Wire 4 Sqmm yellow | Mtrs | 81.9250 | 10.0000 | 158.001.001.005.004.003.001.015.008.005. | 0.0000 | Material | 0 | 0.0000
673880 | A-1608-3BHK Internal Flat Wiring. | No. | 1.0000 | 1.0000 | 1010 | RG-6 Co-Axial Cable | Mtrs | 0.0000 | 14.3900 | 158.001.001.005.004.003.001.015.008.005. | 0.0000 | Material | 0 | 0.0000