## Sheet1
Project :- GANGA ARCADIA - A BUILDING | Project :- GANGA ARCADIA - A BUILDING | Project :- GANGA ARCADIA - A BUILDING | Project :- GANGA ARCADIA - A BUILDING | Project :- GANGA ARCADIA - A BUILDING | Project :- GANGA ARCADIA - A BUILDING | Project :- GANGA ARCADIA - A BUILDING | Project :- GANGA ARCADIA - A BUILDING | Project :- GANGA ARCADIA - A BUILDING | Project :- GANGA ARCADIA - A BUILDING | Project :- GANGA ARCADIA - A BUILDING | Project :- GANGA ARCADIA - A BUILDING | Project :- GANGA ARCADIA - A BUILDING | Project :- GANGA ARCADIA - A BUILDING | Project :- GANGA ARCADIA - A BUILDING | Project :- GANGA ARCADIA - A BUILDING
Selected Group :- A-15th Floor | Selected Group :- A-15th Floor | Selected Group :- A-15th Floor | Selected Group :- A-15th Floor | Selected Group :- A-15th Floor | Selected Group :- A-15th Floor | Selected Group :- A-15th Floor | Selected Group :- A-15th Floor | Selected Group :- A-15th Floor | Selected Group :- A-15th Floor | Selected Group :- A-15th Floor | Selected Group :- A-15th Floor | Selected Group :- A-15th Floor | Selected Group :- A-15th Floor | Selected Group :- A-15th Floor | Selected Group :- A-15th Floor
Material/Labour Qty | Material/Labour Qty | Material/Labour Qty | Material/Labour Qty | Material/Labour Qty | Material/Labour Qty | Material/Labour Qty | Material/Labour Qty | Material/Labour Qty | Material/Labour Qty | Material/Labour Qty | Material/Labour Qty | Material/Labour Qty | Material/Labour Qty | Material/Labour Qty | Material/Labour Qty
Taskno | TASKNM | Unit_Name | VOLOFWORK | volofworklab | Material_No | ML_Name | ML_Unit | Qty_Required | Price_expected | Tree_Id | PriceExpected_Basic | Type | Tax_Scheme_Id | Tax_Amt | Tax_Scheme_Name
570181 | A-1501-3BHK Internal Electrical work | No. | 1.0000 | 1.0000 | 26454 | 12 Module GI Concealed Box | No. | 2.0000 | 255.0000 | 158.001.001.005.004.003.001.014.001.001. | 255.0000 | Material | 0 | 0.0000
570181 | A-1501-3BHK Internal Electrical work | No. | 1.0000 | 1.0000 | 5245 | 12M Plate (575770) | No. | 2.0000 | 225.8600 | 158.001.001.005.004.003.001.014.001.001. | 0.0000 | Material | 0 | 0.0000
570181 | A-1501-3BHK Internal Electrical work | No. | 1.0000 | 1.0000 | 26448 | 2 Module GI Concealed Box | No. | 13.0000 | 75.0000 | 158.001.001.005.004.003.001.014.001.001. | 75.0000 | Material | 0 | 0.0000
570181 | A-1501-3BHK Internal Electrical work | No. | 1.0000 | 1.0000 | 5250 | 2M Plate (575710) | No. | 13.0000 | 60.4800 | 158.001.001.005.004.003.001.014.001.001. | 0.0000 | Material | 0 | 0.0000
570181 | A-1501-3BHK Internal Electrical work | No. | 1.0000 | 1.0000 | 26449 | 3 Module GI Concealed Box | No. | 11.0000 | 105.0000 | 158.001.001.005.004.003.001.014.001.001. | 105.0000 | Material | 0 | 0.0000
570181 | A-1501-3BHK Internal Electrical work | No. | 1.0000 | 1.0000 | 5249 | 3M Plate (575720) | No. | 11.0000 | 68.9800 | 158.001.001.005.004.003.001.014.001.001. | 0.0000 | Material | 0 | 0.0000
570181 | A-1501-3BHK Internal Electrical work | No. | 1.0000 | 1.0000 | 26450 | 4 Module GI Concealed Box | No. | 4.0000 | 130.0000 | 158.001.001.005.004.003.001.014.001.001. | 130.0000 | Material | 0 | 0.0000
570181 | A-1501-3BHK Internal Electrical work | No. | 1.0000 | 1.0000 | 5248 | 4M Plate (575730) | No. | 4.0000 | 72.7600 | 158.001.001.005.004.003.001.014.001.001. | 0.0000 | Material | 0 | 0.0000
570181 | A-1501-3BHK Internal Electrical work | No. | 1.0000 | 1.0000 | 26451 | 6 Module GI Concealed Box | No. | 9.0000 | 160.0000 | 158.001.001.005.004.003.001.014.001.001. | 160.0000 | Material | 0 | 0.0000
570181 | A-1501-3BHK Internal Electrical work | No. | 1.0000 | 1.0000 | 5247 | 6M Plate (575740) | No. | 9.0000 | 131.3500 | 158.001.001.005.004.003.001.014.001.001. | 0.0000 | Material | 0 | 0.0000
570181 | A-1501-3BHK Internal Electrical work | No. | 1.0000 | 1.0000 | 26452 | 8 Module GI Concealed Box | No. | 5.0000 | 215.0000 | 158.001.001.005.004.003.001.014.001.001. | 215.0000 | Material | 0 | 0.0000
570181 | A-1501-3BHK Internal Electrical work | No. | 1.0000 | 1.0000 | 5246 | 8M Hzl Plate (575750) | No. | 5.0000 | 144.5800 | 158.001.001.005.004.003.001.014.001.001. | 0.0000 | Material | 0 | 0.0000
570189 | A-1501-3BHK Wall Conduting Material | No. | 1.0000 | 1.0000 | 8482 | Flexible Pipe 3/4" | Mtrs | 3.0000 | 5.2500 | 158.001.001.005.004.003.001.014.001.002. | 0.0000 | Material | 0 | 0.0000
570189 | A-1501-3BHK Wall Conduting Material | No. | 1.0000 | 1.0000 | 501 | Nails 3" | Kgs | 0.5000 | 63.0000 | 158.001.001.005.004.003.001.014.001.002. | 0.0000 | Material | 0 | 0.0000
570189 | A-1501-3BHK Wall Conduting Material | No. | 1.0000 | 1.0000 | 3246 | PVC 1 way Junction Box 1" | No. | 6.0000 | 18.2000 | 158.001.001.005.004.003.001.014.001.002. | 0.0000 | Material | 0 | 0.0000
570189 | A-1501-3BHK Wall Conduting Material | No. | 1.0000 | 1.0000 | 838 | PVC Conduit Bend 1" | No. | 15.0000 | 6.3500 | 158.001.001.005.004.003.001.014.001.002. | 6.3500 | Material | 0 | 0.0000
570189 | A-1501-3BHK Wall Conduting Material | No. | 1.0000 | 1.0000 | 837 | PVC Conduit Pipe 1" mtrs | Mtrs | 105.0000 | 18.6000 | 158.001.001.005.004.003.001.014.001.002. | 18.6000 | Material | 0 | 0.0000
604538 | A-1501-3BHK Internal Flat DB Work | No. | 1.0000 | 1.0000 | 28289 | 10A Single Pole MCB (IH31P0C010) | No. | 3.0000 | 100.0000 | 158.001.001.005.004.003.001.014.001.003. | 100.0000 | Material | 0 | 0.0000
604538 | A-1501-3BHK Internal Flat DB Work | No. | 1.0000 | 1.0000 | 28297 | 20A Single Pole MCB (IH31P0C020) | No. | 9.0000 | 300.0000 | 158.001.001.005.004.003.001.014.001.003. | 300.0000 | Material | 0 | 0.0000
604538 | A-1501-3BHK Internal Flat DB Work | No. | 1.0000 | 1.0000 | 28545 | 40 AMP RCCB 4 Pole 30ma IH3R440030 | No. | 1.0000 | 118.0000 | 158.001.001.005.004.003.001.014.001.003. | 100.0000 | Material | 45 | 18.0000 | C+S GST 18% I/P RD
604538 | A-1501-3BHK Internal Flat DB Work | No. | 1.0000 | 1.0000 | 28777 | 6 Way TPN DB with tel. compartment IHETPNTV006 | No. | 1.0000 | 118.0000 | 158.001.001.005.004.003.001.014.001.003. | 100.0000 | Material | 45 | 18.0000 | C+S GST 18% I/P RD
606881 | A-1501-3BHK Int. Flat Switch Socket Material | No. | 1.0000 | 1.0000 | 5238 | 16A 1way switch w indi.(572063 | No. | 12.0000 | 127.5800 | 158.001.001.005.004.003.001.014.001.004. | 0.0000 | Material | 0 | 0.0000
606881 | A-1501-3BHK Int. Flat Switch Socket Material | No. | 1.0000 | 1.0000 | 8655 | 16A socket (573471) | No. | 12.0000 | 254.0000 | 158.001.001.005.004.003.001.014.001.004. | 254.0000 | Material | 0 | 0.0000
606881 | A-1501-3BHK Int. Flat Switch Socket Material | No. | 1.0000 | 1.0000 | 793 | 6 A Bell Push (573413) | No. | 1.0000 | 22.0500 | 158.001.001.005.004.003.001.014.001.004. | 0.0000 | Material | 0 | 0.0000
606881 | A-1501-3BHK Int. Flat Switch Socket Material | No. | 1.0000 | 1.0000 | 7294 | 6A 2 Way Switch (573402) | No. | 6.0000 | 130.0000 | 158.001.001.005.004.003.001.014.001.004. | 0.0000 | Material | 0 | 0.0000
606881 | A-1501-3BHK Int. Flat Switch Socket Material | No. | 1.0000 | 1.0000 | 28162 | 6A 3Pin Socket (573424) | No. | 30.0000 | 290.0000 | 158.001.001.005.004.003.001.014.001.004. | 290.0000 | Material | 0 | 0.0000
606881 | A-1501-3BHK Int. Flat Switch Socket Material | No. | 1.0000 | 1.0000 | 5240 | 6A One way Switch (573400) | No. | 61.0000 | 72.7600 | 158.001.001.005.004.003.001.014.001.004. | 0.0000 | Material | 0 | 0.0000
606881 | A-1501-3BHK Int. Flat Switch Socket Material | No. | 1.0000 | 1.0000 | 2556 | Angle Holder | No. | 6.0000 | 28.0000 | 158.001.001.005.004.003.001.014.001.004. | 0.0000 | Material | 0 | 0.0000
606881 | A-1501-3BHK Int. Flat Switch Socket Material | No. | 1.0000 | 1.0000 | 5244 | Blank Plate 1m (573449) | No. | 9.0000 | 19.8400 | 158.001.001.005.004.003.001.014.001.004. | 0.0000 | Material | 0 | 0.0000
606881 | A-1501-3BHK Int. Flat Switch Socket Material | No. | 1.0000 | 1.0000 | 1714 | Connector | No. | 5.0000 | 9.0000 | 158.001.001.005.004.003.001.014.001.004. | 0.0000 | Material | 0 | 0.0000
606881 | A-1501-3BHK Int. Flat Switch Socket Material | No. | 1.0000 | 1.0000 | 6758 | Fan Step Reg (573469) | No. | 7.0000 | 432.3400 | 158.001.001.005.004.003.001.014.001.004. | 0.0000 | Material | 0 | 0.0000
606881 | A-1501-3BHK Int. Flat Switch Socket Material | No. | 1.0000 | 1.0000 | 3287 | Round Plate 4" - No. | No. | 44.0000 | 9.0000 | 158.001.001.005.004.003.001.014.001.004. | 0.0000 | Material | 0 | 0.0000
606881 | A-1501-3BHK Int. Flat Switch Socket Material | No. | 1.0000 | 1.0000 | 9555 | Round Plate 6" | No. | 7.0000 | 6.0000 | 158.001.001.005.004.003.001.014.001.004. | 0.0000 | Material | 0 | 0.0000
606881 | A-1501-3BHK Int. Flat Switch Socket Material | No. | 1.0000 | 1.0000 | 6757 | T.V. Socket (573425) | No. | 4.0000 | 83.1600 | 158.001.001.005.004.003.001.014.001.004. | 0.0000 | Material | 0 | 0.0000
606881 | A-1501-3BHK Int. Flat Switch Socket Material | No. | 1.0000 | 1.0000 | 5242 | Tel. Socket 1mod (573426) | No. | 1.0000 | 79.3800 | 158.001.001.005.004.003.001.014.001.004. | 0.0000 | Material | 0 | 0.0000
673859 | A-1501-3BHK Internal Flat Wiring. | No. | 1.0000 | 1.0000 | 23458 | 2 Pair telephone cable | Mtrs | 0.0000 | 50.0000 | 158.001.001.005.004.003.001.014.001.005. | 50.0000 | Material | 0 | 0.0000
673859 | A-1501-3BHK Internal Flat Wiring. | No. | 1.0000 | 1.0000 | 12468 | PVC Copper Wire 1.5 Sqmm black | Mtrs | 123.7750 | 8.8600 | 158.001.001.005.004.003.001.014.001.005. | 8.8600 | Material | 0 | 0.0000
673859 | A-1501-3BHK Internal Flat Wiring. | No. | 1.0000 | 1.0000 | 12530 | PVC Copper Wire 1.5 Sqmm blue | Mtrs | 105.7500 | 8.8600 | 158.001.001.005.004.003.001.014.001.005. | 8.8600 | Material | 0 | 0.0000
673859 | A-1501-3BHK Internal Flat Wiring. | No. | 1.0000 | 1.0000 | 12469 | PVC Copper Wire 1.5 Sqmm green | Mtrs | 78.9800 | 8.8700 | 158.001.001.005.004.003.001.014.001.005. | 0.0000 | Material | 0 | 0.0000
673859 | A-1501-3BHK Internal Flat Wiring. | No. | 1.0000 | 1.0000 | 26439 | PVC Copper Wire 1.5 Sqmm Grey | Mtrs | 0.0000 | 100.0000 | 158.001.001.005.004.003.001.014.001.005. | 100.0000 | Material | 0 | 0.0000
673859 | A-1501-3BHK Internal Flat Wiring. | No. | 1.0000 | 1.0000 | 12466 | PVC Copper Wire 1.5 Sqmm red | Mtrs | 61.2000 | 8.8700 | 158.001.001.005.004.003.001.014.001.005. | 8.8700 | Material | 0 | 0.0000
673859 | A-1501-3BHK Internal Flat Wiring. | No. | 1.0000 | 1.0000 | 12529 | PVC Copper Wire 1.5 Sqmm yellow | Mtrs | 151.3250 | 10.0000 | 158.001.001.005.004.003.001.014.001.005. | 10.0000 | Material | 0 | 0.0000
673859 | A-1501-3BHK Internal Flat Wiring. | No. | 1.0000 | 1.0000 | 12471 | PVC Copper Wire 2.5 Sqmm black | Mtrs | 110.7250 | 14.2800 | 158.001.001.005.004.003.001.014.001.005. | 14.2800 | Material | 0 | 0.0000
673859 | A-1501-3BHK Internal Flat Wiring. | No. | 1.0000 | 1.0000 | 12527 | PVC Copper Wire 2.5 Sqmm blue | Mtrs | 0.0000 | 14.2800 | 158.001.001.005.004.003.001.014.001.005. | 0.0000 | Material | 0 | 0.0000
673859 | A-1501-3BHK Internal Flat Wiring. | No. | 1.0000 | 1.0000 | 12472 | PVC Copper Wire 2.5 Sqmm green | Mtrs | 65.9800 | 14.2800 | 158.001.001.005.004.003.001.014.001.005. | 0.0000 | Material | 0 | 0.0000
673859 | A-1501-3BHK Internal Flat Wiring. | No. | 1.0000 | 1.0000 | 12470 | PVC Copper Wire 2.5 Sqmm red | Mtrs | 75.2500 | 14.2800 | 158.001.001.005.004.003.001.014.001.005. | 0.0000 | Material | 0 | 0.0000
673859 | A-1501-3BHK Internal Flat Wiring. | No. | 1.0000 | 1.0000 | 12528 | PVC Copper Wire 2.5 Sqmm yellow | Mtrs | 0.0000 | 14.2800 | 158.001.001.005.004.003.001.014.001.005. | 14.2800 | Material | 0 | 0.0000
673859 | A-1501-3BHK Internal Flat Wiring. | No. | 1.0000 | 1.0000 | 12475 | PVC Copper Wire 4 Sqmm black | Mtrs | 115.8500 | 21.1200 | 158.001.001.005.004.003.001.014.001.005. | 0.0000 | Material | 0 | 0.0000
673859 | A-1501-3BHK Internal Flat Wiring. | No. | 1.0000 | 1.0000 | 13068 | PVC Copper Wire 4 Sqmm blue | Mtrs | 77.5000 | 10.0000 | 158.001.001.005.004.003.001.014.001.005. | 0.0000 | Material | 0 | 0.0000
673859 | A-1501-3BHK Internal Flat Wiring. | No. | 1.0000 | 1.0000 | 12474 | PVC Copper Wire 4 Sqmm red | Mtrs | 0.0000 | 21.1200 | 158.001.001.005.004.003.001.014.001.005. | 0.0000 | Material | 0 | 0.0000
673859 | A-1501-3BHK Internal Flat Wiring. | No. | 1.0000 | 1.0000 | 13067 | PVC Copper Wire 4 Sqmm yellow | Mtrs | 81.9250 | 10.0000 | 158.001.001.005.004.003.001.014.001.005. | 0.0000 | Material | 0 | 0.0000
673859 | A-1501-3BHK Internal Flat Wiring. | No. | 1.0000 | 1.0000 | 1010 | RG-6 Co-Axial Cable | Mtrs | 0.0000 | 14.3900 | 158.001.001.005.004.003.001.014.001.005. | 0.0000 | Material | 0 | 0.0000
570182 | A-1502-2BHK Internal Electrical work | No. | 1.0000 | 1.0000 | 26454 | 12 Module GI Concealed Box | No. | 2.0000 | 255.0000 | 158.001.001.005.004.003.001.014.002.001. | 255.0000 | Material | 0 | 0.0000
570182 | A-1502-2BHK Internal Electrical work | No. | 1.0000 | 1.0000 | 5245 | 12M Plate (575770) | No. | 2.0000 | 225.8600 | 158.001.001.005.004.003.001.014.002.001. | 0.0000 | Material | 0 | 0.0000
570182 | A-1502-2BHK Internal Electrical work | No. | 1.0000 | 1.0000 | 26448 | 2 Module GI Concealed Box | No. | 9.0000 | 75.0000 | 158.001.001.005.004.003.001.014.002.001. | 75.0000 | Material | 0 | 0.0000
570182 | A-1502-2BHK Internal Electrical work | No. | 1.0000 | 1.0000 | 5250 | 2M Plate (575710) | No. | 9.0000 | 60.4800 | 158.001.001.005.004.003.001.014.002.001. | 0.0000 | Material | 0 | 0.0000
570182 | A-1502-2BHK Internal Electrical work | No. | 1.0000 | 1.0000 | 26449 | 3 Module GI Concealed Box | No. | 11.0000 | 105.0000 | 158.001.001.005.004.003.001.014.002.001. | 105.0000 | Material | 0 | 0.0000
570182 | A-1502-2BHK Internal Electrical work | No. | 1.0000 | 1.0000 | 5249 | 3M Plate (575720) | No. | 11.0000 | 68.9800 | 158.001.001.005.004.003.001.014.002.001. | 0.0000 | Material | 0 | 0.0000
570182 | A-1502-2BHK Internal Electrical work | No. | 1.0000 | 1.0000 | 26450 | 4 Module GI Concealed Box | No. | 3.0000 | 130.0000 | 158.001.001.005.004.003.001.014.002.001. | 130.0000 | Material | 0 | 0.0000
570182 | A-1502-2BHK Internal Electrical work | No. | 1.0000 | 1.0000 | 5248 | 4M Plate (575730) | No. | 3.0000 | 72.7600 | 158.001.001.005.004.003.001.014.002.001. | 0.0000 | Material | 0 | 0.0000
570182 | A-1502-2BHK Internal Electrical work | No. | 1.0000 | 1.0000 | 26451 | 6 Module GI Concealed Box | No. | 7.0000 | 160.0000 | 158.001.001.005.004.003.001.014.002.001. | 160.0000 | Material | 0 | 0.0000
570182 | A-1502-2BHK Internal Electrical work | No. | 1.0000 | 1.0000 | 5247 | 6M Plate (575740) | No. | 7.0000 | 131.3500 | 158.001.001.005.004.003.001.014.002.001. | 0.0000 | Material | 0 | 0.0000
570182 | A-1502-2BHK Internal Electrical work | No. | 1.0000 | 1.0000 | 26452 | 8 Module GI Concealed Box | No. | 4.0000 | 215.0000 | 158.001.001.005.004.003.001.014.002.001. | 215.0000 | Material | 0 | 0.0000
570182 | A-1502-2BHK Internal Electrical work | No. | 1.0000 | 1.0000 | 5246 | 8M Hzl Plate (575750) | No. | 4.0000 | 144.5800 | 158.001.001.005.004.003.001.014.002.001. | 0.0000 | Material | 0 | 0.0000
570191 | A-1502-2BHK Wall Conduting Material 2BHK | No. | 1.0000 | 1.0000 | 8482 | Flexible Pipe 3/4" | Mtrs | 3.0000 | 5.2500 | 158.001.001.005.004.003.001.014.002.002. | 0.0000 | Material | 0 | 0.0000
570191 | A-1502-2BHK Wall Conduting Material 2BHK | No. | 1.0000 | 1.0000 | 501 | Nails 3" | Kgs | 0.5000 | 63.0000 | 158.001.001.005.004.003.001.014.002.002. | 0.0000 | Material | 0 | 0.0000
570191 | A-1502-2BHK Wall Conduting Material 2BHK | No. | 1.0000 | 1.0000 | 3246 | PVC 1 way Junction Box 1" | No. | 4.0000 | 18.2000 | 158.001.001.005.004.003.001.014.002.002. | 0.0000 | Material | 0 | 0.0000
570191 | A-1502-2BHK Wall Conduting Material 2BHK | No. | 1.0000 | 1.0000 | 838 | PVC Conduit Bend 1" | No. | 13.0000 | 6.3500 | 158.001.001.005.004.003.001.014.002.002. | 6.3500 | Material | 0 | 0.0000
570191 | A-1502-2BHK Wall Conduting Material 2BHK | No. | 1.0000 | 1.0000 | 837 | PVC Conduit Pipe 1" mtrs | Mtrs | 90.0000 | 18.6000 | 158.001.001.005.004.003.001.014.002.002. | 18.6000 | Material | 0 | 0.0000
604539 | A-1502-2BHK Internal Flat DB Work | No. | 1.0000 | 1.0000 | 28289 | 10A Single Pole MCB (IH31P0C010) | No. | 4.0000 | 100.0000 | 158.001.001.005.004.003.001.014.002.003. | 100.0000 | Material | 0 | 0.0000
604539 | A-1502-2BHK Internal Flat DB Work | No. | 1.0000 | 1.0000 | 28297 | 20A Single Pole MCB (IH31P0C020) | No. | 8.0000 | 300.0000 | 158.001.001.005.004.003.001.014.002.003. | 300.0000 | Material | 0 | 0.0000
604539 | A-1502-2BHK Internal Flat DB Work | No. | 1.0000 | 1.0000 | 28776 | 4 Way TPN DB with tel. compartment IHETPNYV004 | No. | 1.0000 | 118.0000 | 158.001.001.005.004.003.001.014.002.003. | 100.0000 | Material | 45 | 18.0000 | C+S GST 18% I/P RD
604539 | A-1502-2BHK Internal Flat DB Work | No. | 1.0000 | 1.0000 | 28545 | 40 AMP RCCB 4 Pole 30ma IH3R440030 | No. | 1.0000 | 118.0000 | 158.001.001.005.004.003.001.014.002.003. | 100.0000 | Material | 45 | 18.0000 | C+S GST 18% I/P RD
610583 | A-1502-2BHK Int. Flat Switch Socket Material | No. | 1.0000 | 1.0000 | 5238 | 16A 1way switch w indi.(572063 | No. | 8.0000 | 127.5800 | 158.001.001.005.004.003.001.014.002.004. | 0.0000 | Material | 0 | 0.0000
610583 | A-1502-2BHK Int. Flat Switch Socket Material | No. | 1.0000 | 1.0000 | 8655 | 16A socket (573471) | No. | 10.0000 | 254.0000 | 158.001.001.005.004.003.001.014.002.004. | 254.0000 | Material | 0 | 0.0000
610583 | A-1502-2BHK Int. Flat Switch Socket Material | No. | 1.0000 | 1.0000 | 793 | 6 A Bell Push (573413) | No. | 1.0000 | 22.0500 | 158.001.001.005.004.003.001.014.002.004. | 0.0000 | Material | 0 | 0.0000
610583 | A-1502-2BHK Int. Flat Switch Socket Material | No. | 1.0000 | 1.0000 | 7294 | 6A 2 Way Switch (573402) | No. | 4.0000 | 130.0000 | 158.001.001.005.004.003.001.014.002.004. | 0.0000 | Material | 0 | 0.0000
610583 | A-1502-2BHK Int. Flat Switch Socket Material | No. | 1.0000 | 1.0000 | 28162 | 6A 3Pin Socket (573424) | No. | 25.0000 | 290.0000 | 158.001.001.005.004.003.001.014.002.004. | 290.0000 | Material | 0 | 0.0000
610583 | A-1502-2BHK Int. Flat Switch Socket Material | No. | 1.0000 | 1.0000 | 5240 | 6A One way Switch (573400) | No. | 51.0000 | 72.7600 | 158.001.001.005.004.003.001.014.002.004. | 0.0000 | Material | 0 | 0.0000
610583 | A-1502-2BHK Int. Flat Switch Socket Material | No. | 1.0000 | 1.0000 | 2556 | Angle Holder | No. | 5.0000 | 28.0000 | 158.001.001.005.004.003.001.014.002.004. | 0.0000 | Material | 0 | 0.0000
610583 | A-1502-2BHK Int. Flat Switch Socket Material | No. | 1.0000 | 1.0000 | 5244 | Blank Plate 1m (573449) | No. | 9.0000 | 19.8400 | 158.001.001.005.004.003.001.014.002.004. | 0.0000 | Material | 0 | 0.0000
610583 | A-1502-2BHK Int. Flat Switch Socket Material | No. | 1.0000 | 1.0000 | 1714 | Connector | No. | 4.0000 | 9.0000 | 158.001.001.005.004.003.001.014.002.004. | 0.0000 | Material | 0 | 0.0000
610583 | A-1502-2BHK Int. Flat Switch Socket Material | No. | 1.0000 | 1.0000 | 6758 | Fan Step Reg (573469) | No. | 6.0000 | 432.3400 | 158.001.001.005.004.003.001.014.002.004. | 0.0000 | Material | 0 | 0.0000
610583 | A-1502-2BHK Int. Flat Switch Socket Material | No. | 1.0000 | 1.0000 | 3287 | Round Plate 4" - No. | No. | 38.0000 | 9.0000 | 158.001.001.005.004.003.001.014.002.004. | 0.0000 | Material | 0 | 0.0000
610583 | A-1502-2BHK Int. Flat Switch Socket Material | No. | 1.0000 | 1.0000 | 9555 | Round Plate 6" | No. | 6.0000 | 6.0000 | 158.001.001.005.004.003.001.014.002.004. | 0.0000 | Material | 0 | 0.0000
610583 | A-1502-2BHK Int. Flat Switch Socket Material | No. | 1.0000 | 1.0000 | 6757 | T.V. Socket (573425) | No. | 3.0000 | 83.1600 | 158.001.001.005.004.003.001.014.002.004. | 0.0000 | Material | 0 | 0.0000
610583 | A-1502-2BHK Int. Flat Switch Socket Material | No. | 1.0000 | 1.0000 | 5242 | Tel. Socket 1mod (573426) | No. | 1.0000 | 79.3800 | 158.001.001.005.004.003.001.014.002.004. | 0.0000 | Material | 0 | 0.0000
673860 | A-1502-2BHK Internal Flat Wiring. | No. | 1.0000 | 1.0000 | 23458 | 2 Pair telephone cable | Mtrs | 0.0000 | 50.0000 | 158.001.001.005.004.003.001.014.002.005. | 50.0000 | Material | 0 | 0.0000
673860 | A-1502-2BHK Internal Flat Wiring. | No. | 1.0000 | 1.0000 | 12468 | PVC Copper Wire 1.5 Sqmm black | Mtrs | 123.7750 | 8.8600 | 158.001.001.005.004.003.001.014.002.005. | 8.8600 | Material | 0 | 0.0000
673860 | A-1502-2BHK Internal Flat Wiring. | No. | 1.0000 | 1.0000 | 12530 | PVC Copper Wire 1.5 Sqmm blue | Mtrs | 105.7500 | 8.8600 | 158.001.001.005.004.003.001.014.002.005. | 8.8600 | Material | 0 | 0.0000
673860 | A-1502-2BHK Internal Flat Wiring. | No. | 1.0000 | 1.0000 | 12469 | PVC Copper Wire 1.5 Sqmm green | Mtrs | 78.9800 | 8.8700 | 158.001.001.005.004.003.001.014.002.005. | 0.0000 | Material | 0 | 0.0000
673860 | A-1502-2BHK Internal Flat Wiring. | No. | 1.0000 | 1.0000 | 26439 | PVC Copper Wire 1.5 Sqmm Grey | Mtrs | 0.0000 | 100.0000 | 158.001.001.005.004.003.001.014.002.005. | 100.0000 | Material | 0 | 0.0000
673860 | A-1502-2BHK Internal Flat Wiring. | No. | 1.0000 | 1.0000 | 12466 | PVC Copper Wire 1.5 Sqmm red | Mtrs | 35.5000 | 8.8700 | 158.001.001.005.004.003.001.014.002.005. | 8.8700 | Material | 0 | 0.0000
673860 | A-1502-2BHK Internal Flat Wiring. | No. | 1.0000 | 1.0000 | 12529 | PVC Copper Wire 1.5 Sqmm yellow | Mtrs | 151.3250 | 10.0000 | 158.001.001.005.004.003.001.014.002.005. | 10.0000 | Material | 0 | 0.0000
673860 | A-1502-2BHK Internal Flat Wiring. | No. | 1.0000 | 1.0000 | 12471 | PVC Copper Wire 2.5 Sqmm black | Mtrs | 110.7250 | 14.2800 | 158.001.001.005.004.003.001.014.002.005. | 14.2800 | Material | 0 | 0.0000
673860 | A-1502-2BHK Internal Flat Wiring. | No. | 1.0000 | 1.0000 | 12527 | PVC Copper Wire 2.5 Sqmm blue | Mtrs | 0.0000 | 14.2800 | 158.001.001.005.004.003.001.014.002.005. | 0.0000 | Material | 0 | 0.0000
673860 | A-1502-2BHK Internal Flat Wiring. | No. | 1.0000 | 1.0000 | 12472 | PVC Copper Wire 2.5 Sqmm green | Mtrs | 65.9800 | 14.2800 | 158.001.001.005.004.003.001.014.002.005. | 0.0000 | Material | 0 | 0.0000
673860 | A-1502-2BHK Internal Flat Wiring. | No. | 1.0000 | 1.0000 | 12470 | PVC Copper Wire 2.5 Sqmm red | Mtrs | 75.2500 | 14.2800 | 158.001.001.005.004.003.001.014.002.005. | 0.0000 | Material | 0 | 0.0000
673860 | A-1502-2BHK Internal Flat Wiring. | No. | 1.0000 | 1.0000 | 12528 | PVC Copper Wire 2.5 Sqmm yellow | Mtrs | 0.0000 | 14.2800 | 158.001.001.005.004.003.001.014.002.005. | 14.2800 | Material | 0 | 0.0000
673860 | A-1502-2BHK Internal Flat Wiring. | No. | 1.0000 | 1.0000 | 12475 | PVC Copper Wire 4 Sqmm black | Mtrs | 115.8500 | 21.1200 | 158.001.001.005.004.003.001.014.002.005. | 0.0000 | Material | 0 | 0.0000
673860 | A-1502-2BHK Internal Flat Wiring. | No. | 1.0000 | 1.0000 | 13068 | PVC Copper Wire 4 Sqmm blue | Mtrs | 77.5000 | 10.0000 | 158.001.001.005.004.003.001.014.002.005. | 0.0000 | Material | 0 | 0.0000
673860 | A-1502-2BHK Internal Flat Wiring. | No. | 1.0000 | 1.0000 | 12474 | PVC Copper Wire 4 Sqmm red | Mtrs | 0.0000 | 21.1200 | 158.001.001.005.004.003.001.014.002.005. | 0.0000 | Material | 0 | 0.0000
673860 | A-1502-2BHK Internal Flat Wiring. | No. | 1.0000 | 1.0000 | 13067 | PVC Copper Wire 4 Sqmm yellow | Mtrs | 81.9250 | 10.0000 | 158.001.001.005.004.003.001.014.002.005. | 0.0000 | Material | 0 | 0.0000
673860 | A-1502-2BHK Internal Flat Wiring. | No. | 1.0000 | 1.0000 | 1010 | RG-6 Co-Axial Cable | Mtrs | 0.0000 | 14.3900 | 158.001.001.005.004.003.001.014.002.005. | 0.0000 | Material | 0 | 0.0000
570183 | A-1503-2BHK Internal Electrical work | No. | 1.0000 | 1.0000 | 26454 | 12 Module GI Concealed Box | No. | 2.0000 | 255.0000 | 158.001.001.005.004.003.001.014.003.001. | 255.0000 | Material | 0 | 0.0000
570183 | A-1503-2BHK Internal Electrical work | No. | 1.0000 | 1.0000 | 5245 | 12M Plate (575770) | No. | 2.0000 | 225.8600 | 158.001.001.005.004.003.001.014.003.001. | 0.0000 | Material | 0 | 0.0000
570183 | A-1503-2BHK Internal Electrical work | No. | 1.0000 | 1.0000 | 26448 | 2 Module GI Concealed Box | No. | 9.0000 | 75.0000 | 158.001.001.005.004.003.001.014.003.001. | 75.0000 | Material | 0 | 0.0000
570183 | A-1503-2BHK Internal Electrical work | No. | 1.0000 | 1.0000 | 5250 | 2M Plate (575710) | No. | 9.0000 | 60.4800 | 158.001.001.005.004.003.001.014.003.001. | 0.0000 | Material | 0 | 0.0000
570183 | A-1503-2BHK Internal Electrical work | No. | 1.0000 | 1.0000 | 26449 | 3 Module GI Concealed Box | No. | 11.0000 | 105.0000 | 158.001.001.005.004.003.001.014.003.001. | 105.0000 | Material | 0 | 0.0000
570183 | A-1503-2BHK Internal Electrical work | No. | 1.0000 | 1.0000 | 5249 | 3M Plate (575720) | No. | 11.0000 | 68.9800 | 158.001.001.005.004.003.001.014.003.001. | 0.0000 | Material | 0 | 0.0000
570183 | A-1503-2BHK Internal Electrical work | No. | 1.0000 | 1.0000 | 26450 | 4 Module GI Concealed Box | No. | 3.0000 | 130.0000 | 158.001.001.005.004.003.001.014.003.001. | 130.0000 | Material | 0 | 0.0000
570183 | A-1503-2BHK Internal Electrical work | No. | 1.0000 | 1.0000 | 5248 | 4M Plate (575730) | No. | 3.0000 | 72.7600 | 158.001.001.005.004.003.001.014.003.001. | 0.0000 | Material | 0 | 0.0000
570183 | A-1503-2BHK Internal Electrical work | No. | 1.0000 | 1.0000 | 26451 | 6 Module GI Concealed Box | No. | 7.0000 | 160.0000 | 158.001.001.005.004.003.001.014.003.001. | 160.0000 | Material | 0 | 0.0000
570183 | A-1503-2BHK Internal Electrical work | No. | 1.0000 | 1.0000 | 5247 | 6M Plate (575740) | No. | 7.0000 | 131.3500 | 158.001.001.005.004.003.001.014.003.001. | 0.0000 | Material | 0 | 0.0000
570183 | A-1503-2BHK Internal Electrical work | No. | 1.0000 | 1.0000 | 26452 | 8 Module GI Concealed Box | No. | 4.0000 | 215.0000 | 158.001.001.005.004.003.001.014.003.001. | 215.0000 | Material | 0 | 0.0000
570183 | A-1503-2BHK Internal Electrical work | No. | 1.0000 | 1.0000 | 5246 | 8M Hzl Plate (575750) | No. | 4.0000 | 144.5800 | 158.001.001.005.004.003.001.014.003.001. | 0.0000 | Material | 0 | 0.0000
570192 | A-1503-2BHK Wall Conduting Material 2BHK | No. | 1.0000 | 1.0000 | 8482 | Flexible Pipe 3/4" | Mtrs | 3.0000 | 5.2500 | 158.001.001.005.004.003.001.014.003.002. | 0.0000 | Material | 0 | 0.0000
570192 | A-1503-2BHK Wall Conduting Material 2BHK | No. | 1.0000 | 1.0000 | 501 | Nails 3" | Kgs | 0.5000 | 63.0000 | 158.001.001.005.004.003.001.014.003.002. | 0.0000 | Material | 0 | 0.0000
570192 | A-1503-2BHK Wall Conduting Material 2BHK | No. | 1.0000 | 1.0000 | 3246 | PVC 1 way Junction Box 1" | No. | 4.0000 | 18.2000 | 158.001.001.005.004.003.001.014.003.002. | 0.0000 | Material | 0 | 0.0000
570192 | A-1503-2BHK Wall Conduting Material 2BHK | No. | 1.0000 | 1.0000 | 838 | PVC Conduit Bend 1" | No. | 13.0000 | 6.3500 | 158.001.001.005.004.003.001.014.003.002. | 6.3500 | Material | 0 | 0.0000
570192 | A-1503-2BHK Wall Conduting Material 2BHK | No. | 1.0000 | 1.0000 | 837 | PVC Conduit Pipe 1" mtrs | Mtrs | 90.0000 | 18.6000 | 158.001.001.005.004.003.001.014.003.002. | 18.6000 | Material | 0 | 0.0000
604540 | A-1503-2BHK Internal Flat DB Work | No. | 1.0000 | 1.0000 | 28289 | 10A Single Pole MCB (IH31P0C010) | No. | 4.0000 | 100.0000 | 158.001.001.005.004.003.001.014.003.003. | 100.0000 | Material | 0 | 0.0000
604540 | A-1503-2BHK Internal Flat DB Work | No. | 1.0000 | 1.0000 | 28297 | 20A Single Pole MCB (IH31P0C020) | No. | 8.0000 | 300.0000 | 158.001.001.005.004.003.001.014.003.003. | 300.0000 | Material | 0 | 0.0000
604540 | A-1503-2BHK Internal Flat DB Work | No. | 1.0000 | 1.0000 | 28776 | 4 Way TPN DB with tel. compartment IHETPNYV004 | No. | 1.0000 | 118.0000 | 158.001.001.005.004.003.001.014.003.003. | 100.0000 | Material | 45 | 18.0000 | C+S GST 18% I/P RD
604540 | A-1503-2BHK Internal Flat DB Work | No. | 1.0000 | 1.0000 | 28545 | 40 AMP RCCB 4 Pole 30ma IH3R440030 | No. | 1.0000 | 118.0000 | 158.001.001.005.004.003.001.014.003.003. | 100.0000 | Material | 45 | 18.0000 | C+S GST 18% I/P RD
610584 | A-1503-2BHK Int. Flat Switch Socket Material | No. | 1.0000 | 1.0000 | 5238 | 16A 1way switch w indi.(572063 | No. | 8.0000 | 127.5800 | 158.001.001.005.004.003.001.014.003.004. | 0.0000 | Material | 0 | 0.0000
610584 | A-1503-2BHK Int. Flat Switch Socket Material | No. | 1.0000 | 1.0000 | 8655 | 16A socket (573471) | No. | 10.0000 | 254.0000 | 158.001.001.005.004.003.001.014.003.004. | 254.0000 | Material | 0 | 0.0000
610584 | A-1503-2BHK Int. Flat Switch Socket Material | No. | 1.0000 | 1.0000 | 793 | 6 A Bell Push (573413) | No. | 1.0000 | 22.0500 | 158.001.001.005.004.003.001.014.003.004. | 0.0000 | Material | 0 | 0.0000
610584 | A-1503-2BHK Int. Flat Switch Socket Material | No. | 1.0000 | 1.0000 | 7294 | 6A 2 Way Switch (573402) | No. | 4.0000 | 130.0000 | 158.001.001.005.004.003.001.014.003.004. | 0.0000 | Material | 0 | 0.0000
610584 | A-1503-2BHK Int. Flat Switch Socket Material | No. | 1.0000 | 1.0000 | 28162 | 6A 3Pin Socket (573424) | No. | 25.0000 | 290.0000 | 158.001.001.005.004.003.001.014.003.004. | 290.0000 | Material | 0 | 0.0000
610584 | A-1503-2BHK Int. Flat Switch Socket Material | No. | 1.0000 | 1.0000 | 5240 | 6A One way Switch (573400) | No. | 51.0000 | 72.7600 | 158.001.001.005.004.003.001.014.003.004. | 0.0000 | Material | 0 | 0.0000
610584 | A-1503-2BHK Int. Flat Switch Socket Material | No. | 1.0000 | 1.0000 | 2556 | Angle Holder | No. | 5.0000 | 28.0000 | 158.001.001.005.004.003.001.014.003.004. | 0.0000 | Material | 0 | 0.0000
610584 | A-1503-2BHK Int. Flat Switch Socket Material | No. | 1.0000 | 1.0000 | 5244 | Blank Plate 1m (573449) | No. | 9.0000 | 19.8400 | 158.001.001.005.004.003.001.014.003.004. | 0.0000 | Material | 0 | 0.0000
610584 | A-1503-2BHK Int. Flat Switch Socket Material | No. | 1.0000 | 1.0000 | 1714 | Connector | No. | 4.0000 | 9.0000 | 158.001.001.005.004.003.001.014.003.004. | 0.0000 | Material | 0 | 0.0000
610584 | A-1503-2BHK Int. Flat Switch Socket Material | No. | 1.0000 | 1.0000 | 6758 | Fan Step Reg (573469) | No. | 6.0000 | 432.3400 | 158.001.001.005.004.003.001.014.003.004. | 0.0000 | Material | 0 | 0.0000
610584 | A-1503-2BHK Int. Flat Switch Socket Material | No. | 1.0000 | 1.0000 | 3287 | Round Plate 4" - No. | No. | 38.0000 | 9.0000 | 158.001.001.005.004.003.001.014.003.004. | 0.0000 | Material | 0 | 0.0000
610584 | A-1503-2BHK Int. Flat Switch Socket Material | No. | 1.0000 | 1.0000 | 9555 | Round Plate 6" | No. | 6.0000 | 6.0000 | 158.001.001.005.004.003.001.014.003.004. | 0.0000 | Material | 0 | 0.0000
610584 | A-1503-2BHK Int. Flat Switch Socket Material | No. | 1.0000 | 1.0000 | 6757 | T.V. Socket (573425) | No. | 3.0000 | 83.1600 | 158.001.001.005.004.003.001.014.003.004. | 0.0000 | Material | 0 | 0.0000
610584 | A-1503-2BHK Int. Flat Switch Socket Material | No. | 1.0000 | 1.0000 | 5242 | Tel. Socket 1mod (573426) | No. | 1.0000 | 79.3800 | 158.001.001.005.004.003.001.014.003.004. | 0.0000 | Material | 0 | 0.0000
673861 | A-1503-2BHK Internal Flat Wiring. | No. | 1.0000 | 1.0000 | 23458 | 2 Pair telephone cable | Mtrs | 0.0000 | 50.0000 | 158.001.001.005.004.003.001.014.003.005. | 50.0000 | Material | 0 | 0.0000
673861 | A-1503-2BHK Internal Flat Wiring. | No. | 1.0000 | 1.0000 | 12468 | PVC Copper Wire 1.5 Sqmm black | Mtrs | 123.7750 | 8.8600 | 158.001.001.005.004.003.001.014.003.005. | 8.8600 | Material | 0 | 0.0000
673861 | A-1503-2BHK Internal Flat Wiring. | No. | 1.0000 | 1.0000 | 12530 | PVC Copper Wire 1.5 Sqmm blue | Mtrs | 105.7500 | 8.8600 | 158.001.001.005.004.003.001.014.003.005. | 8.8600 | Material | 0 | 0.0000
673861 | A-1503-2BHK Internal Flat Wiring. | No. | 1.0000 | 1.0000 | 12469 | PVC Copper Wire 1.5 Sqmm green | Mtrs | 78.9800 | 8.8700 | 158.001.001.005.004.003.001.014.003.005. | 0.0000 | Material | 0 | 0.0000
673861 | A-1503-2BHK Internal Flat Wiring. | No. | 1.0000 | 1.0000 | 26439 | PVC Copper Wire 1.5 Sqmm Grey | Mtrs | 0.0000 | 100.0000 | 158.001.001.005.004.003.001.014.003.005. | 100.0000 | Material | 0 | 0.0000
673861 | A-1503-2BHK Internal Flat Wiring. | No. | 1.0000 | 1.0000 | 12466 | PVC Copper Wire 1.5 Sqmm red | Mtrs | 35.5000 | 8.8700 | 158.001.001.005.004.003.001.014.003.005. | 8.8700 | Material | 0 | 0.0000
673861 | A-1503-2BHK Internal Flat Wiring. | No. | 1.0000 | 1.0000 | 12529 | PVC Copper Wire 1.5 Sqmm yellow | Mtrs | 151.3250 | 10.0000 | 158.001.001.005.004.003.001.014.003.005. | 10.0000 | Material | 0 | 0.0000
673861 | A-1503-2BHK Internal Flat Wiring. | No. | 1.0000 | 1.0000 | 12471 | PVC Copper Wire 2.5 Sqmm black | Mtrs | 110.7250 | 14.2800 | 158.001.001.005.004.003.001.014.003.005. | 14.2800 | Material | 0 | 0.0000
673861 | A-1503-2BHK Internal Flat Wiring. | No. | 1.0000 | 1.0000 | 12527 | PVC Copper Wire 2.5 Sqmm blue | Mtrs | 0.0000 | 14.2800 | 158.001.001.005.004.003.001.014.003.005. | 0.0000 | Material | 0 | 0.0000
673861 | A-1503-2BHK Internal Flat Wiring. | No. | 1.0000 | 1.0000 | 12472 | PVC Copper Wire 2.5 Sqmm green | Mtrs | 65.9800 | 14.2800 | 158.001.001.005.004.003.001.014.003.005. | 0.0000 | Material | 0 | 0.0000
673861 | A-1503-2BHK Internal Flat Wiring. | No. | 1.0000 | 1.0000 | 12470 | PVC Copper Wire 2.5 Sqmm red | Mtrs | 75.2500 | 14.2800 | 158.001.001.005.004.003.001.014.003.005. | 0.0000 | Material | 0 | 0.0000
673861 | A-1503-2BHK Internal Flat Wiring. | No. | 1.0000 | 1.0000 | 12528 | PVC Copper Wire 2.5 Sqmm yellow | Mtrs | 0.0000 | 14.2800 | 158.001.001.005.004.003.001.014.003.005. | 14.2800 | Material | 0 | 0.0000
673861 | A-1503-2BHK Internal Flat Wiring. | No. | 1.0000 | 1.0000 | 12475 | PVC Copper Wire 4 Sqmm black | Mtrs | 115.8500 | 21.1200 | 158.001.001.005.004.003.001.014.003.005. | 0.0000 | Material | 0 | 0.0000
673861 | A-1503-2BHK Internal Flat Wiring. | No. | 1.0000 | 1.0000 | 13068 | PVC Copper Wire 4 Sqmm blue | Mtrs | 77.5000 | 10.0000 | 158.001.001.005.004.003.001.014.003.005. | 0.0000 | Material | 0 | 0.0000
673861 | A-1503-2BHK Internal Flat Wiring. | No. | 1.0000 | 1.0000 | 12474 | PVC Copper Wire 4 Sqmm red | Mtrs | 0.0000 | 21.1200 | 158.001.001.005.004.003.001.014.003.005. | 0.0000 | Material | 0 | 0.0000
673861 | A-1503-2BHK Internal Flat Wiring. | No. | 1.0000 | 1.0000 | 13067 | PVC Copper Wire 4 Sqmm yellow | Mtrs | 81.9250 | 10.0000 | 158.001.001.005.004.003.001.014.003.005. | 0.0000 | Material | 0 | 0.0000
673861 | A-1503-2BHK Internal Flat Wiring. | No. | 1.0000 | 1.0000 | 1010 | RG-6 Co-Axial Cable | Mtrs | 0.0000 | 14.3900 | 158.001.001.005.004.003.001.014.003.005. | 0.0000 | Material | 0 | 0.0000
570184 | A-1504-2BHK Internal Electrical work | No. | 1.0000 | 1.0000 | 26454 | 12 Module GI Concealed Box | No. | 2.0000 | 255.0000 | 158.001.001.005.004.003.001.014.004.001. | 255.0000 | Material | 0 | 0.0000
570184 | A-1504-2BHK Internal Electrical work | No. | 1.0000 | 1.0000 | 5245 | 12M Plate (575770) | No. | 2.0000 | 225.8600 | 158.001.001.005.004.003.001.014.004.001. | 0.0000 | Material | 0 | 0.0000
570184 | A-1504-2BHK Internal Electrical work | No. | 1.0000 | 1.0000 | 26448 | 2 Module GI Concealed Box | No. | 9.0000 | 75.0000 | 158.001.001.005.004.003.001.014.004.001. | 75.0000 | Material | 0 | 0.0000
570184 | A-1504-2BHK Internal Electrical work | No. | 1.0000 | 1.0000 | 5250 | 2M Plate (575710) | No. | 9.0000 | 60.4800 | 158.001.001.005.004.003.001.014.004.001. | 0.0000 | Material | 0 | 0.0000
570184 | A-1504-2BHK Internal Electrical work | No. | 1.0000 | 1.0000 | 26449 | 3 Module GI Concealed Box | No. | 11.0000 | 105.0000 | 158.001.001.005.004.003.001.014.004.001. | 105.0000 | Material | 0 | 0.0000
570184 | A-1504-2BHK Internal Electrical work | No. | 1.0000 | 1.0000 | 5249 | 3M Plate (575720) | No. | 11.0000 | 68.9800 | 158.001.001.005.004.003.001.014.004.001. | 0.0000 | Material | 0 | 0.0000
570184 | A-1504-2BHK Internal Electrical work | No. | 1.0000 | 1.0000 | 26450 | 4 Module GI Concealed Box | No. | 3.0000 | 130.0000 | 158.001.001.005.004.003.001.014.004.001. | 130.0000 | Material | 0 | 0.0000
570184 | A-1504-2BHK Internal Electrical work | No. | 1.0000 | 1.0000 | 5248 | 4M Plate (575730) | No. | 3.0000 | 72.7600 | 158.001.001.005.004.003.001.014.004.001. | 0.0000 | Material | 0 | 0.0000
570184 | A-1504-2BHK Internal Electrical work | No. | 1.0000 | 1.0000 | 26451 | 6 Module GI Concealed Box | No. | 7.0000 | 160.0000 | 158.001.001.005.004.003.001.014.004.001. | 160.0000 | Material | 0 | 0.0000
570184 | A-1504-2BHK Internal Electrical work | No. | 1.0000 | 1.0000 | 5247 | 6M Plate (575740) | No. | 7.0000 | 131.3500 | 158.001.001.005.004.003.001.014.004.001. | 0.0000 | Material | 0 | 0.0000
570184 | A-1504-2BHK Internal Electrical work | No. | 1.0000 | 1.0000 | 26452 | 8 Module GI Concealed Box | No. | 4.0000 | 215.0000 | 158.001.001.005.004.003.001.014.004.001. | 215.0000 | Material | 0 | 0.0000
570184 | A-1504-2BHK Internal Electrical work | No. | 1.0000 | 1.0000 | 5246 | 8M Hzl Plate (575750) | No. | 4.0000 | 144.5800 | 158.001.001.005.004.003.001.014.004.001. | 0.0000 | Material | 0 | 0.0000
570193 | A-1504-2BHK Wall Conduting Material 2BHK | No. | 1.0000 | 1.0000 | 8482 | Flexible Pipe 3/4" | Mtrs | 3.0000 | 5.2500 | 158.001.001.005.004.003.001.014.004.002. | 0.0000 | Material | 0 | 0.0000
570193 | A-1504-2BHK Wall Conduting Material 2BHK | No. | 1.0000 | 1.0000 | 501 | Nails 3" | Kgs | 0.5000 | 63.0000 | 158.001.001.005.004.003.001.014.004.002. | 0.0000 | Material | 0 | 0.0000
570193 | A-1504-2BHK Wall Conduting Material 2BHK | No. | 1.0000 | 1.0000 | 3246 | PVC 1 way Junction Box 1" | No. | 4.0000 | 18.2000 | 158.001.001.005.004.003.001.014.004.002. | 0.0000 | Material | 0 | 0.0000
570193 | A-1504-2BHK Wall Conduting Material 2BHK | No. | 1.0000 | 1.0000 | 838 | PVC Conduit Bend 1" | No. | 13.0000 | 6.3500 | 158.001.001.005.004.003.001.014.004.002. | 6.3500 | Material | 0 | 0.0000
570193 | A-1504-2BHK Wall Conduting Material 2BHK | No. | 1.0000 | 1.0000 | 837 | PVC Conduit Pipe 1" mtrs | Mtrs | 90.0000 | 18.6000 | 158.001.001.005.004.003.001.014.004.002. | 18.6000 | Material | 0 | 0.0000
604541 | A-1504-2BHK Internal Flat DB Work | No. | 1.0000 | 1.0000 | 28289 | 10A Single Pole MCB (IH31P0C010) | No. | 4.0000 | 100.0000 | 158.001.001.005.004.003.001.014.004.003. | 100.0000 | Material | 0 | 0.0000
604541 | A-1504-2BHK Internal Flat DB Work | No. | 1.0000 | 1.0000 | 28297 | 20A Single Pole MCB (IH31P0C020) | No. | 8.0000 | 300.0000 | 158.001.001.005.004.003.001.014.004.003. | 300.0000 | Material | 0 | 0.0000
604541 | A-1504-2BHK Internal Flat DB Work | No. | 1.0000 | 1.0000 | 28776 | 4 Way TPN DB with tel. compartment IHETPNYV004 | No. | 1.0000 | 118.0000 | 158.001.001.005.004.003.001.014.004.003. | 100.0000 | Material | 45 | 18.0000 | C+S GST 18% I/P RD
604541 | A-1504-2BHK Internal Flat DB Work | No. | 1.0000 | 1.0000 | 28545 | 40 AMP RCCB 4 Pole 30ma IH3R440030 | No. | 1.0000 | 118.0000 | 158.001.001.005.004.003.001.014.004.003. | 100.0000 | Material | 45 | 18.0000 | C+S GST 18% I/P RD
610585 | A-1504-2BHK Int. Flat Switch Socket Material | No. | 1.0000 | 1.0000 | 5238 | 16A 1way switch w indi.(572063 | No. | 8.0000 | 127.5800 | 158.001.001.005.004.003.001.014.004.004. | 0.0000 | Material | 0 | 0.0000
610585 | A-1504-2BHK Int. Flat Switch Socket Material | No. | 1.0000 | 1.0000 | 8655 | 16A socket (573471) | No. | 10.0000 | 254.0000 | 158.001.001.005.004.003.001.014.004.004. | 254.0000 | Material | 0 | 0.0000
610585 | A-1504-2BHK Int. Flat Switch Socket Material | No. | 1.0000 | 1.0000 | 793 | 6 A Bell Push (573413) | No. | 1.0000 | 22.0500 | 158.001.001.005.004.003.001.014.004.004. | 0.0000 | Material | 0 | 0.0000
610585 | A-1504-2BHK Int. Flat Switch Socket Material | No. | 1.0000 | 1.0000 | 7294 | 6A 2 Way Switch (573402) | No. | 4.0000 | 130.0000 | 158.001.001.005.004.003.001.014.004.004. | 0.0000 | Material | 0 | 0.0000
610585 | A-1504-2BHK Int. Flat Switch Socket Material | No. | 1.0000 | 1.0000 | 28162 | 6A 3Pin Socket (573424) | No. | 25.0000 | 290.0000 | 158.001.001.005.004.003.001.014.004.004. | 290.0000 | Material | 0 | 0.0000
610585 | A-1504-2BHK Int. Flat Switch Socket Material | No. | 1.0000 | 1.0000 | 5240 | 6A One way Switch (573400) | No. | 51.0000 | 72.7600 | 158.001.001.005.004.003.001.014.004.004. | 0.0000 | Material | 0 | 0.0000
610585 | A-1504-2BHK Int. Flat Switch Socket Material | No. | 1.0000 | 1.0000 | 2556 | Angle Holder | No. | 5.0000 | 28.0000 | 158.001.001.005.004.003.001.014.004.004. | 0.0000 | Material | 0 | 0.0000
610585 | A-1504-2BHK Int. Flat Switch Socket Material | No. | 1.0000 | 1.0000 | 5244 | Blank Plate 1m (573449) | No. | 9.0000 | 19.8400 | 158.001.001.005.004.003.001.014.004.004. | 0.0000 | Material | 0 | 0.0000
610585 | A-1504-2BHK Int. Flat Switch Socket Material | No. | 1.0000 | 1.0000 | 1714 | Connector | No. | 4.0000 | 9.0000 | 158.001.001.005.004.003.001.014.004.004. | 0.0000 | Material | 0 | 0.0000
610585 | A-1504-2BHK Int. Flat Switch Socket Material | No. | 1.0000 | 1.0000 | 6758 | Fan Step Reg (573469) | No. | 6.0000 | 432.3400 | 158.001.001.005.004.003.001.014.004.004. | 0.0000 | Material | 0 | 0.0000
610585 | A-1504-2BHK Int. Flat Switch Socket Material | No. | 1.0000 | 1.0000 | 3287 | Round Plate 4" - No. | No. | 38.0000 | 9.0000 | 158.001.001.005.004.003.001.014.004.004. | 0.0000 | Material | 0 | 0.0000
610585 | A-1504-2BHK Int. Flat Switch Socket Material | No. | 1.0000 | 1.0000 | 9555 | Round Plate 6" | No. | 6.0000 | 6.0000 | 158.001.001.005.004.003.001.014.004.004. | 0.0000 | Material | 0 | 0.0000
610585 | A-1504-2BHK Int. Flat Switch Socket Material | No. | 1.0000 | 1.0000 | 6757 | T.V. Socket (573425) | No. | 3.0000 | 83.1600 | 158.001.001.005.004.003.001.014.004.004. | 0.0000 | Material | 0 | 0.0000
610585 | A-1504-2BHK Int. Flat Switch Socket Material | No. | 1.0000 | 1.0000 | 5242 | Tel. Socket 1mod (573426) | No. | 1.0000 | 79.3800 | 158.001.001.005.004.003.001.014.004.004. | 0.0000 | Material | 0 | 0.0000
673862 | A-1504-2BHK Internal Flat Wiring. | No. | 1.0000 | 1.0000 | 23458 | 2 Pair telephone cable | Mtrs | 0.0000 | 50.0000 | 158.001.001.005.004.003.001.014.004.005. | 50.0000 | Material | 0 | 0.0000
673862 | A-1504-2BHK Internal Flat Wiring. | No. | 1.0000 | 1.0000 | 12468 | PVC Copper Wire 1.5 Sqmm black | Mtrs | 123.7750 | 8.8600 | 158.001.001.005.004.003.001.014.004.005. | 8.8600 | Material | 0 | 0.0000
673862 | A-1504-2BHK Internal Flat Wiring. | No. | 1.0000 | 1.0000 | 12530 | PVC Copper Wire 1.5 Sqmm blue | Mtrs | 105.7500 | 8.8600 | 158.001.001.005.004.003.001.014.004.005. | 8.8600 | Material | 0 | 0.0000
673862 | A-1504-2BHK Internal Flat Wiring. | No. | 1.0000 | 1.0000 | 12469 | PVC Copper Wire 1.5 Sqmm green | Mtrs | 78.9800 | 8.8700 | 158.001.001.005.004.003.001.014.004.005. | 0.0000 | Material | 0 | 0.0000
673862 | A-1504-2BHK Internal Flat Wiring. | No. | 1.0000 | 1.0000 | 26439 | PVC Copper Wire 1.5 Sqmm Grey | Mtrs | 0.0000 | 100.0000 | 158.001.001.005.004.003.001.014.004.005. | 100.0000 | Material | 0 | 0.0000
673862 | A-1504-2BHK Internal Flat Wiring. | No. | 1.0000 | 1.0000 | 12466 | PVC Copper Wire 1.5 Sqmm red | Mtrs | 35.5000 | 8.8700 | 158.001.001.005.004.003.001.014.004.005. | 8.8700 | Material | 0 | 0.0000
673862 | A-1504-2BHK Internal Flat Wiring. | No. | 1.0000 | 1.0000 | 12529 | PVC Copper Wire 1.5 Sqmm yellow | Mtrs | 151.3250 | 10.0000 | 158.001.001.005.004.003.001.014.004.005. | 10.0000 | Material | 0 | 0.0000
673862 | A-1504-2BHK Internal Flat Wiring. | No. | 1.0000 | 1.0000 | 12471 | PVC Copper Wire 2.5 Sqmm black | Mtrs | 110.7250 | 14.2800 | 158.001.001.005.004.003.001.014.004.005. | 14.2800 | Material | 0 | 0.0000
673862 | A-1504-2BHK Internal Flat Wiring. | No. | 1.0000 | 1.0000 | 12527 | PVC Copper Wire 2.5 Sqmm blue | Mtrs | 0.0000 | 14.2800 | 158.001.001.005.004.003.001.014.004.005. | 0.0000 | Material | 0 | 0.0000
673862 | A-1504-2BHK Internal Flat Wiring. | No. | 1.0000 | 1.0000 | 12472 | PVC Copper Wire 2.5 Sqmm green | Mtrs | 65.9800 | 14.2800 | 158.001.001.005.004.003.001.014.004.005. | 0.0000 | Material | 0 | 0.0000
673862 | A-1504-2BHK Internal Flat Wiring. | No. | 1.0000 | 1.0000 | 12470 | PVC Copper Wire 2.5 Sqmm red | Mtrs | 75.2500 | 14.2800 | 158.001.001.005.004.003.001.014.004.005. | 0.0000 | Material | 0 | 0.0000
673862 | A-1504-2BHK Internal Flat Wiring. | No. | 1.0000 | 1.0000 | 12528 | PVC Copper Wire 2.5 Sqmm yellow | Mtrs | 0.0000 | 14.2800 | 158.001.001.005.004.003.001.014.004.005. | 14.2800 | Material | 0 | 0.0000
673862 | A-1504-2BHK Internal Flat Wiring. | No. | 1.0000 | 1.0000 | 12475 | PVC Copper Wire 4 Sqmm black | Mtrs | 115.8500 | 21.1200 | 158.001.001.005.004.003.001.014.004.005. | 0.0000 | Material | 0 | 0.0000
673862 | A-1504-2BHK Internal Flat Wiring. | No. | 1.0000 | 1.0000 | 13068 | PVC Copper Wire 4 Sqmm blue | Mtrs | 77.5000 | 10.0000 | 158.001.001.005.004.003.001.014.004.005. | 0.0000 | Material | 0 | 0.0000
673862 | A-1504-2BHK Internal Flat Wiring. | No. | 1.0000 | 1.0000 | 12474 | PVC Copper Wire 4 Sqmm red | Mtrs | 0.0000 | 21.1200 | 158.001.001.005.004.003.001.014.004.005. | 0.0000 | Material | 0 | 0.0000
673862 | A-1504-2BHK Internal Flat Wiring. | No. | 1.0000 | 1.0000 | 13067 | PVC Copper Wire 4 Sqmm yellow | Mtrs | 81.9250 | 10.0000 | 158.001.001.005.004.003.001.014.004.005. | 0.0000 | Material | 0 | 0.0000
673862 | A-1504-2BHK Internal Flat Wiring. | No. | 1.0000 | 1.0000 | 1010 | RG-6 Co-Axial Cable | Mtrs | 0.0000 | 14.3900 | 158.001.001.005.004.003.001.014.004.005. | 0.0000 | Material | 0 | 0.0000
570185 | A-1505-2BHK Internal Electrical work | No. | 1.0000 | 1.0000 | 26454 | 12 Module GI Concealed Box | No. | 2.0000 | 255.0000 | 158.001.001.005.004.003.001.014.005.001. | 255.0000 | Material | 0 | 0.0000
570185 | A-1505-2BHK Internal Electrical work | No. | 1.0000 | 1.0000 | 5245 | 12M Plate (575770) | No. | 2.0000 | 225.8600 | 158.001.001.005.004.003.001.014.005.001. | 0.0000 | Material | 0 | 0.0000
570185 | A-1505-2BHK Internal Electrical work | No. | 1.0000 | 1.0000 | 26448 | 2 Module GI Concealed Box | No. | 9.0000 | 75.0000 | 158.001.001.005.004.003.001.014.005.001. | 75.0000 | Material | 0 | 0.0000
570185 | A-1505-2BHK Internal Electrical work | No. | 1.0000 | 1.0000 | 5250 | 2M Plate (575710) | No. | 9.0000 | 60.4800 | 158.001.001.005.004.003.001.014.005.001. | 0.0000 | Material | 0 | 0.0000
570185 | A-1505-2BHK Internal Electrical work | No. | 1.0000 | 1.0000 | 26449 | 3 Module GI Concealed Box | No. | 11.0000 | 105.0000 | 158.001.001.005.004.003.001.014.005.001. | 105.0000 | Material | 0 | 0.0000
570185 | A-1505-2BHK Internal Electrical work | No. | 1.0000 | 1.0000 | 5249 | 3M Plate (575720) | No. | 11.0000 | 68.9800 | 158.001.001.005.004.003.001.014.005.001. | 0.0000 | Material | 0 | 0.0000
570185 | A-1505-2BHK Internal Electrical work | No. | 1.0000 | 1.0000 | 26450 | 4 Module GI Concealed Box | No. | 3.0000 | 130.0000 | 158.001.001.005.004.003.001.014.005.001. | 130.0000 | Material | 0 | 0.0000
570185 | A-1505-2BHK Internal Electrical work | No. | 1.0000 | 1.0000 | 5248 | 4M Plate (575730) | No. | 3.0000 | 72.7600 | 158.001.001.005.004.003.001.014.005.001. | 0.0000 | Material | 0 | 0.0000
570185 | A-1505-2BHK Internal Electrical work | No. | 1.0000 | 1.0000 | 26451 | 6 Module GI Concealed Box | No. | 7.0000 | 160.0000 | 158.001.001.005.004.003.001.014.005.001. | 160.0000 | Material | 0 | 0.0000
570185 | A-1505-2BHK Internal Electrical work | No. | 1.0000 | 1.0000 | 5247 | 6M Plate (575740) | No. | 7.0000 | 131.3500 | 158.001.001.005.004.003.001.014.005.001. | 0.0000 | Material | 0 | 0.0000
570185 | A-1505-2BHK Internal Electrical work | No. | 1.0000 | 1.0000 | 26452 | 8 Module GI Concealed Box | No. | 4.0000 | 215.0000 | 158.001.001.005.004.003.001.014.005.001. | 215.0000 | Material | 0 | 0.0000
570185 | A-1505-2BHK Internal Electrical work | No. | 1.0000 | 1.0000 | 5246 | 8M Hzl Plate (575750) | No. | 4.0000 | 144.5800 | 158.001.001.005.004.003.001.014.005.001. | 0.0000 | Material | 0 | 0.0000
570194 | A-1505-2BHK Wall Conduting Material 2BHK | No. | 1.0000 | 1.0000 | 8482 | Flexible Pipe 3/4" | Mtrs | 3.0000 | 5.2500 | 158.001.001.005.004.003.001.014.005.002. | 0.0000 | Material | 0 | 0.0000
570194 | A-1505-2BHK Wall Conduting Material 2BHK | No. | 1.0000 | 1.0000 | 501 | Nails 3" | Kgs | 0.5000 | 63.0000 | 158.001.001.005.004.003.001.014.005.002. | 0.0000 | Material | 0 | 0.0000
570194 | A-1505-2BHK Wall Conduting Material 2BHK | No. | 1.0000 | 1.0000 | 3246 | PVC 1 way Junction Box 1" | No. | 4.0000 | 18.2000 | 158.001.001.005.004.003.001.014.005.002. | 0.0000 | Material | 0 | 0.0000
570194 | A-1505-2BHK Wall Conduting Material 2BHK | No. | 1.0000 | 1.0000 | 838 | PVC Conduit Bend 1" | No. | 13.0000 | 6.3500 | 158.001.001.005.004.003.001.014.005.002. | 6.3500 | Material | 0 | 0.0000
570194 | A-1505-2BHK Wall Conduting Material 2BHK | No. | 1.0000 | 1.0000 | 837 | PVC Conduit Pipe 1" mtrs | Mtrs | 90.0000 | 18.6000 | 158.001.001.005.004.003.001.014.005.002. | 18.6000 | Material | 0 | 0.0000
604542 | A-1505-2BHK Internal Flat DB Work | No. | 1.0000 | 1.0000 | 28289 | 10A Single Pole MCB (IH31P0C010) | No. | 4.0000 | 100.0000 | 158.001.001.005.004.003.001.014.005.003. | 100.0000 | Material | 0 | 0.0000
604542 | A-1505-2BHK Internal Flat DB Work | No. | 1.0000 | 1.0000 | 28297 | 20A Single Pole MCB (IH31P0C020) | No. | 8.0000 | 300.0000 | 158.001.001.005.004.003.001.014.005.003. | 300.0000 | Material | 0 | 0.0000
604542 | A-1505-2BHK Internal Flat DB Work | No. | 1.0000 | 1.0000 | 28776 | 4 Way TPN DB with tel. compartment IHETPNYV004 | No. | 1.0000 | 118.0000 | 158.001.001.005.004.003.001.014.005.003. | 100.0000 | Material | 45 | 18.0000 | C+S GST 18% I/P RD
604542 | A-1505-2BHK Internal Flat DB Work | No. | 1.0000 | 1.0000 | 28545 | 40 AMP RCCB 4 Pole 30ma IH3R440030 | No. | 1.0000 | 118.0000 | 158.001.001.005.004.003.001.014.005.003. | 100.0000 | Material | 45 | 18.0000 | C+S GST 18% I/P RD
610586 | A-1505-2BHK Int. Flat Switch Socket Material | No. | 1.0000 | 1.0000 | 5238 | 16A 1way switch w indi.(572063 | No. | 8.0000 | 127.5800 | 158.001.001.005.004.003.001.014.005.004. | 0.0000 | Material | 0 | 0.0000
610586 | A-1505-2BHK Int. Flat Switch Socket Material | No. | 1.0000 | 1.0000 | 8655 | 16A socket (573471) | No. | 10.0000 | 254.0000 | 158.001.001.005.004.003.001.014.005.004. | 254.0000 | Material | 0 | 0.0000
610586 | A-1505-2BHK Int. Flat Switch Socket Material | No. | 1.0000 | 1.0000 | 793 | 6 A Bell Push (573413) | No. | 1.0000 | 22.0500 | 158.001.001.005.004.003.001.014.005.004. | 0.0000 | Material | 0 | 0.0000
610586 | A-1505-2BHK Int. Flat Switch Socket Material | No. | 1.0000 | 1.0000 | 7294 | 6A 2 Way Switch (573402) | No. | 4.0000 | 130.0000 | 158.001.001.005.004.003.001.014.005.004. | 0.0000 | Material | 0 | 0.0000
610586 | A-1505-2BHK Int. Flat Switch Socket Material | No. | 1.0000 | 1.0000 | 28162 | 6A 3Pin Socket (573424) | No. | 25.0000 | 290.0000 | 158.001.001.005.004.003.001.014.005.004. | 290.0000 | Material | 0 | 0.0000
610586 | A-1505-2BHK Int. Flat Switch Socket Material | No. | 1.0000 | 1.0000 | 5240 | 6A One way Switch (573400) | No. | 51.0000 | 72.7600 | 158.001.001.005.004.003.001.014.005.004. | 0.0000 | Material | 0 | 0.0000
610586 | A-1505-2BHK Int. Flat Switch Socket Material | No. | 1.0000 | 1.0000 | 2556 | Angle Holder | No. | 5.0000 | 28.0000 | 158.001.001.005.004.003.001.014.005.004. | 0.0000 | Material | 0 | 0.0000
610586 | A-1505-2BHK Int. Flat Switch Socket Material | No. | 1.0000 | 1.0000 | 5244 | Blank Plate 1m (573449) | No. | 9.0000 | 19.8400 | 158.001.001.005.004.003.001.014.005.004. | 0.0000 | Material | 0 | 0.0000
610586 | A-1505-2BHK Int. Flat Switch Socket Material | No. | 1.0000 | 1.0000 | 1714 | Connector | No. | 4.0000 | 9.0000 | 158.001.001.005.004.003.001.014.005.004. | 0.0000 | Material | 0 | 0.0000
610586 | A-1505-2BHK Int. Flat Switch Socket Material | No. | 1.0000 | 1.0000 | 6758 | Fan Step Reg (573469) | No. | 6.0000 | 432.3400 | 158.001.001.005.004.003.001.014.005.004. | 0.0000 | Material | 0 | 0.0000
610586 | A-1505-2BHK Int. Flat Switch Socket Material | No. | 1.0000 | 1.0000 | 3287 | Round Plate 4" - No. | No. | 38.0000 | 9.0000 | 158.001.001.005.004.003.001.014.005.004. | 0.0000 | Material | 0 | 0.0000
610586 | A-1505-2BHK Int. Flat Switch Socket Material | No. | 1.0000 | 1.0000 | 9555 | Round Plate 6" | No. | 6.0000 | 6.0000 | 158.001.001.005.004.003.001.014.005.004. | 0.0000 | Material | 0 | 0.0000
610586 | A-1505-2BHK Int. Flat Switch Socket Material | No. | 1.0000 | 1.0000 | 6757 | T.V. Socket (573425) | No. | 3.0000 | 83.1600 | 158.001.001.005.004.003.001.014.005.004. | 0.0000 | Material | 0 | 0.0000
610586 | A-1505-2BHK Int. Flat Switch Socket Material | No. | 1.0000 | 1.0000 | 5242 | Tel. Socket 1mod (573426) | No. | 1.0000 | 79.3800 | 158.001.001.005.004.003.001.014.005.004. | 0.0000 | Material | 0 | 0.0000
673863 | A-1505-2BHK Internal Flat Wiring. | No. | 1.0000 | 1.0000 | 23458 | 2 Pair telephone cable | Mtrs | 0.0000 | 50.0000 | 158.001.001.005.004.003.001.014.005.005. | 50.0000 | Material | 0 | 0.0000
673863 | A-1505-2BHK Internal Flat Wiring. | No. | 1.0000 | 1.0000 | 12468 | PVC Copper Wire 1.5 Sqmm black | Mtrs | 123.7750 | 8.8600 | 158.001.001.005.004.003.001.014.005.005. | 8.8600 | Material | 0 | 0.0000
673863 | A-1505-2BHK Internal Flat Wiring. | No. | 1.0000 | 1.0000 | 12530 | PVC Copper Wire 1.5 Sqmm blue | Mtrs | 105.7500 | 8.8600 | 158.001.001.005.004.003.001.014.005.005. | 8.8600 | Material | 0 | 0.0000
673863 | A-1505-2BHK Internal Flat Wiring. | No. | 1.0000 | 1.0000 | 12469 | PVC Copper Wire 1.5 Sqmm green | Mtrs | 78.9800 | 8.8700 | 158.001.001.005.004.003.001.014.005.005. | 0.0000 | Material | 0 | 0.0000
673863 | A-1505-2BHK Internal Flat Wiring. | No. | 1.0000 | 1.0000 | 26439 | PVC Copper Wire 1.5 Sqmm Grey | Mtrs | 0.0000 | 100.0000 | 158.001.001.005.004.003.001.014.005.005. | 100.0000 | Material | 0 | 0.0000
673863 | A-1505-2BHK Internal Flat Wiring. | No. | 1.0000 | 1.0000 | 12466 | PVC Copper Wire 1.5 Sqmm red | Mtrs | 35.5000 | 8.8700 | 158.001.001.005.004.003.001.014.005.005. | 8.8700 | Material | 0 | 0.0000
673863 | A-1505-2BHK Internal Flat Wiring. | No. | 1.0000 | 1.0000 | 12529 | PVC Copper Wire 1.5 Sqmm yellow | Mtrs | 151.3250 | 10.0000 | 158.001.001.005.004.003.001.014.005.005. | 10.0000 | Material | 0 | 0.0000
673863 | A-1505-2BHK Internal Flat Wiring. | No. | 1.0000 | 1.0000 | 12471 | PVC Copper Wire 2.5 Sqmm black | Mtrs | 110.7250 | 14.2800 | 158.001.001.005.004.003.001.014.005.005. | 14.2800 | Material | 0 | 0.0000
673863 | A-1505-2BHK Internal Flat Wiring. | No. | 1.0000 | 1.0000 | 12527 | PVC Copper Wire 2.5 Sqmm blue | Mtrs | 0.0000 | 14.2800 | 158.001.001.005.004.003.001.014.005.005. | 0.0000 | Material | 0 | 0.0000
673863 | A-1505-2BHK Internal Flat Wiring. | No. | 1.0000 | 1.0000 | 12472 | PVC Copper Wire 2.5 Sqmm green | Mtrs | 65.9800 | 14.2800 | 158.001.001.005.004.003.001.014.005.005. | 0.0000 | Material | 0 | 0.0000
673863 | A-1505-2BHK Internal Flat Wiring. | No. | 1.0000 | 1.0000 | 12470 | PVC Copper Wire 2.5 Sqmm red | Mtrs | 75.2500 | 14.2800 | 158.001.001.005.004.003.001.014.005.005. | 0.0000 | Material | 0 | 0.0000
673863 | A-1505-2BHK Internal Flat Wiring. | No. | 1.0000 | 1.0000 | 12528 | PVC Copper Wire 2.5 Sqmm yellow | Mtrs | 0.0000 | 14.2800 | 158.001.001.005.004.003.001.014.005.005. | 14.2800 | Material | 0 | 0.0000
673863 | A-1505-2BHK Internal Flat Wiring. | No. | 1.0000 | 1.0000 | 12475 | PVC Copper Wire 4 Sqmm black | Mtrs | 115.8500 | 21.1200 | 158.001.001.005.004.003.001.014.005.005. | 0.0000 | Material | 0 | 0.0000
673863 | A-1505-2BHK Internal Flat Wiring. | No. | 1.0000 | 1.0000 | 13068 | PVC Copper Wire 4 Sqmm blue | Mtrs | 77.5000 | 10.0000 | 158.001.001.005.004.003.001.014.005.005. | 0.0000 | Material | 0 | 0.0000
673863 | A-1505-2BHK Internal Flat Wiring. | No. | 1.0000 | 1.0000 | 12474 | PVC Copper Wire 4 Sqmm red | Mtrs | 0.0000 | 21.1200 | 158.001.001.005.004.003.001.014.005.005. | 0.0000 | Material | 0 | 0.0000
673863 | A-1505-2BHK Internal Flat Wiring. | No. | 1.0000 | 1.0000 | 13067 | PVC Copper Wire 4 Sqmm yellow | Mtrs | 81.9250 | 10.0000 | 158.001.001.005.004.003.001.014.005.005. | 0.0000 | Material | 0 | 0.0000
673863 | A-1505-2BHK Internal Flat Wiring. | No. | 1.0000 | 1.0000 | 1010 | RG-6 Co-Axial Cable | Mtrs | 0.0000 | 14.3900 | 158.001.001.005.004.003.001.014.005.005. | 0.0000 | Material | 0 | 0.0000
570186 | A-1506-2BHK Internal Electrical work | No. | 1.0000 | 1.0000 | 26454 | 12 Module GI Concealed Box | No. | 2.0000 | 255.0000 | 158.001.001.005.004.003.001.014.006.001. | 255.0000 | Material | 0 | 0.0000
570186 | A-1506-2BHK Internal Electrical work | No. | 1.0000 | 1.0000 | 5245 | 12M Plate (575770) | No. | 2.0000 | 225.8600 | 158.001.001.005.004.003.001.014.006.001. | 0.0000 | Material | 0 | 0.0000
570186 | A-1506-2BHK Internal Electrical work | No. | 1.0000 | 1.0000 | 26448 | 2 Module GI Concealed Box | No. | 9.0000 | 75.0000 | 158.001.001.005.004.003.001.014.006.001. | 75.0000 | Material | 0 | 0.0000
570186 | A-1506-2BHK Internal Electrical work | No. | 1.0000 | 1.0000 | 5250 | 2M Plate (575710) | No. | 9.0000 | 60.4800 | 158.001.001.005.004.003.001.014.006.001. | 0.0000 | Material | 0 | 0.0000
570186 | A-1506-2BHK Internal Electrical work | No. | 1.0000 | 1.0000 | 26449 | 3 Module GI Concealed Box | No. | 11.0000 | 105.0000 | 158.001.001.005.004.003.001.014.006.001. | 105.0000 | Material | 0 | 0.0000
570186 | A-1506-2BHK Internal Electrical work | No. | 1.0000 | 1.0000 | 5249 | 3M Plate (575720) | No. | 11.0000 | 68.9800 | 158.001.001.005.004.003.001.014.006.001. | 0.0000 | Material | 0 | 0.0000
570186 | A-1506-2BHK Internal Electrical work | No. | 1.0000 | 1.0000 | 26450 | 4 Module GI Concealed Box | No. | 3.0000 | 130.0000 | 158.001.001.005.004.003.001.014.006.001. | 130.0000 | Material | 0 | 0.0000
570186 | A-1506-2BHK Internal Electrical work | No. | 1.0000 | 1.0000 | 5248 | 4M Plate (575730) | No. | 3.0000 | 72.7600 | 158.001.001.005.004.003.001.014.006.001. | 0.0000 | Material | 0 | 0.0000
570186 | A-1506-2BHK Internal Electrical work | No. | 1.0000 | 1.0000 | 26451 | 6 Module GI Concealed Box | No. | 7.0000 | 160.0000 | 158.001.001.005.004.003.001.014.006.001. | 160.0000 | Material | 0 | 0.0000
570186 | A-1506-2BHK Internal Electrical work | No. | 1.0000 | 1.0000 | 5247 | 6M Plate (575740) | No. | 7.0000 | 131.3500 | 158.001.001.005.004.003.001.014.006.001. | 0.0000 | Material | 0 | 0.0000
570186 | A-1506-2BHK Internal Electrical work | No. | 1.0000 | 1.0000 | 26452 | 8 Module GI Concealed Box | No. | 4.0000 | 215.0000 | 158.001.001.005.004.003.001.014.006.001. | 215.0000 | Material | 0 | 0.0000
570186 | A-1506-2BHK Internal Electrical work | No. | 1.0000 | 1.0000 | 5246 | 8M Hzl Plate (575750) | No. | 4.0000 | 144.5800 | 158.001.001.005.004.003.001.014.006.001. | 0.0000 | Material | 0 | 0.0000
570195 | A-1506-2BHK Wall Conduting Material 2BHK | No. | 1.0000 | 1.0000 | 8482 | Flexible Pipe 3/4" | Mtrs | 3.0000 | 5.2500 | 158.001.001.005.004.003.001.014.006.002. | 0.0000 | Material | 0 | 0.0000
570195 | A-1506-2BHK Wall Conduting Material 2BHK | No. | 1.0000 | 1.0000 | 501 | Nails 3" | Kgs | 0.5000 | 63.0000 | 158.001.001.005.004.003.001.014.006.002. | 0.0000 | Material | 0 | 0.0000
570195 | A-1506-2BHK Wall Conduting Material 2BHK | No. | 1.0000 | 1.0000 | 3246 | PVC 1 way Junction Box 1" | No. | 4.0000 | 18.2000 | 158.001.001.005.004.003.001.014.006.002. | 0.0000 | Material | 0 | 0.0000
570195 | A-1506-2BHK Wall Conduting Material 2BHK | No. | 1.0000 | 1.0000 | 838 | PVC Conduit Bend 1" | No. | 13.0000 | 6.3500 | 158.001.001.005.004.003.001.014.006.002. | 6.3500 | Material | 0 | 0.0000
570195 | A-1506-2BHK Wall Conduting Material 2BHK | No. | 1.0000 | 1.0000 | 837 | PVC Conduit Pipe 1" mtrs | Mtrs | 90.0000 | 18.6000 | 158.001.001.005.004.003.001.014.006.002. | 18.6000 | Material | 0 | 0.0000
604543 | A-1506-2BHK Internal Flat DB Work | No. | 1.0000 | 1.0000 | 28289 | 10A Single Pole MCB (IH31P0C010) | No. | 4.0000 | 100.0000 | 158.001.001.005.004.003.001.014.006.003. | 100.0000 | Material | 0 | 0.0000
604543 | A-1506-2BHK Internal Flat DB Work | No. | 1.0000 | 1.0000 | 28297 | 20A Single Pole MCB (IH31P0C020) | No. | 8.0000 | 300.0000 | 158.001.001.005.004.003.001.014.006.003. | 300.0000 | Material | 0 | 0.0000
604543 | A-1506-2BHK Internal Flat DB Work | No. | 1.0000 | 1.0000 | 28776 | 4 Way TPN DB with tel. compartment IHETPNYV004 | No. | 1.0000 | 118.0000 | 158.001.001.005.004.003.001.014.006.003. | 100.0000 | Material | 45 | 18.0000 | C+S GST 18% I/P RD
604543 | A-1506-2BHK Internal Flat DB Work | No. | 1.0000 | 1.0000 | 28545 | 40 AMP RCCB 4 Pole 30ma IH3R440030 | No. | 1.0000 | 118.0000 | 158.001.001.005.004.003.001.014.006.003. | 100.0000 | Material | 45 | 18.0000 | C+S GST 18% I/P RD
610587 | A-1506-2BHK Int. Flat Switch Socket Material | No. | 1.0000 | 1.0000 | 5238 | 16A 1way switch w indi.(572063 | No. | 8.0000 | 127.5800 | 158.001.001.005.004.003.001.014.006.004. | 0.0000 | Material | 0 | 0.0000
610587 | A-1506-2BHK Int. Flat Switch Socket Material | No. | 1.0000 | 1.0000 | 8655 | 16A socket (573471) | No. | 10.0000 | 254.0000 | 158.001.001.005.004.003.001.014.006.004. | 254.0000 | Material | 0 | 0.0000
610587 | A-1506-2BHK Int. Flat Switch Socket Material | No. | 1.0000 | 1.0000 | 793 | 6 A Bell Push (573413) | No. | 1.0000 | 22.0500 | 158.001.001.005.004.003.001.014.006.004. | 0.0000 | Material | 0 | 0.0000
610587 | A-1506-2BHK Int. Flat Switch Socket Material | No. | 1.0000 | 1.0000 | 7294 | 6A 2 Way Switch (573402) | No. | 4.0000 | 130.0000 | 158.001.001.005.004.003.001.014.006.004. | 0.0000 | Material | 0 | 0.0000
610587 | A-1506-2BHK Int. Flat Switch Socket Material | No. | 1.0000 | 1.0000 | 28162 | 6A 3Pin Socket (573424) | No. | 25.0000 | 290.0000 | 158.001.001.005.004.003.001.014.006.004. | 290.0000 | Material | 0 | 0.0000
610587 | A-1506-2BHK Int. Flat Switch Socket Material | No. | 1.0000 | 1.0000 | 5240 | 6A One way Switch (573400) | No. | 51.0000 | 72.7600 | 158.001.001.005.004.003.001.014.006.004. | 0.0000 | Material | 0 | 0.0000
610587 | A-1506-2BHK Int. Flat Switch Socket Material | No. | 1.0000 | 1.0000 | 2556 | Angle Holder | No. | 5.0000 | 28.0000 | 158.001.001.005.004.003.001.014.006.004. | 0.0000 | Material | 0 | 0.0000
610587 | A-1506-2BHK Int. Flat Switch Socket Material | No. | 1.0000 | 1.0000 | 5244 | Blank Plate 1m (573449) | No. | 9.0000 | 19.8400 | 158.001.001.005.004.003.001.014.006.004. | 0.0000 | Material | 0 | 0.0000
610587 | A-1506-2BHK Int. Flat Switch Socket Material | No. | 1.0000 | 1.0000 | 1714 | Connector | No. | 4.0000 | 9.0000 | 158.001.001.005.004.003.001.014.006.004. | 0.0000 | Material | 0 | 0.0000
610587 | A-1506-2BHK Int. Flat Switch Socket Material | No. | 1.0000 | 1.0000 | 6758 | Fan Step Reg (573469) | No. | 6.0000 | 432.3400 | 158.001.001.005.004.003.001.014.006.004. | 0.0000 | Material | 0 | 0.0000
610587 | A-1506-2BHK Int. Flat Switch Socket Material | No. | 1.0000 | 1.0000 | 3287 | Round Plate 4" - No. | No. | 38.0000 | 9.0000 | 158.001.001.005.004.003.001.014.006.004. | 0.0000 | Material | 0 | 0.0000
610587 | A-1506-2BHK Int. Flat Switch Socket Material | No. | 1.0000 | 1.0000 | 9555 | Round Plate 6" | No. | 6.0000 | 6.0000 | 158.001.001.005.004.003.001.014.006.004. | 0.0000 | Material | 0 | 0.0000
610587 | A-1506-2BHK Int. Flat Switch Socket Material | No. | 1.0000 | 1.0000 | 6757 | T.V. Socket (573425) | No. | 3.0000 | 83.1600 | 158.001.001.005.004.003.001.014.006.004. | 0.0000 | Material | 0 | 0.0000
610587 | A-1506-2BHK Int. Flat Switch Socket Material | No. | 1.0000 | 1.0000 | 5242 | Tel. Socket 1mod (573426) | No. | 1.0000 | 79.3800 | 158.001.001.005.004.003.001.014.006.004. | 0.0000 | Material | 0 | 0.0000
673866 | A-1506-2BHK Internal Flat Wiring. | No. | 1.0000 | 1.0000 | 23458 | 2 Pair telephone cable | Mtrs | 0.0000 | 50.0000 | 158.001.001.005.004.003.001.014.006.005. | 50.0000 | Material | 0 | 0.0000
673866 | A-1506-2BHK Internal Flat Wiring. | No. | 1.0000 | 1.0000 | 12468 | PVC Copper Wire 1.5 Sqmm black | Mtrs | 123.7750 | 8.8600 | 158.001.001.005.004.003.001.014.006.005. | 8.8600 | Material | 0 | 0.0000
673866 | A-1506-2BHK Internal Flat Wiring. | No. | 1.0000 | 1.0000 | 12530 | PVC Copper Wire 1.5 Sqmm blue | Mtrs | 105.7500 | 8.8600 | 158.001.001.005.004.003.001.014.006.005. | 8.8600 | Material | 0 | 0.0000
673866 | A-1506-2BHK Internal Flat Wiring. | No. | 1.0000 | 1.0000 | 12469 | PVC Copper Wire 1.5 Sqmm green | Mtrs | 78.9800 | 8.8700 | 158.001.001.005.004.003.001.014.006.005. | 0.0000 | Material | 0 | 0.0000
673866 | A-1506-2BHK Internal Flat Wiring. | No. | 1.0000 | 1.0000 | 26439 | PVC Copper Wire 1.5 Sqmm Grey | Mtrs | 0.0000 | 100.0000 | 158.001.001.005.004.003.001.014.006.005. | 100.0000 | Material | 0 | 0.0000
673866 | A-1506-2BHK Internal Flat Wiring. | No. | 1.0000 | 1.0000 | 12466 | PVC Copper Wire 1.5 Sqmm red | Mtrs | 35.5000 | 8.8700 | 158.001.001.005.004.003.001.014.006.005. | 8.8700 | Material | 0 | 0.0000
673866 | A-1506-2BHK Internal Flat Wiring. | No. | 1.0000 | 1.0000 | 12529 | PVC Copper Wire 1.5 Sqmm yellow | Mtrs | 151.3250 | 10.0000 | 158.001.001.005.004.003.001.014.006.005. | 10.0000 | Material | 0 | 0.0000
673866 | A-1506-2BHK Internal Flat Wiring. | No. | 1.0000 | 1.0000 | 12471 | PVC Copper Wire 2.5 Sqmm black | Mtrs | 110.7250 | 14.2800 | 158.001.001.005.004.003.001.014.006.005. | 14.2800 | Material | 0 | 0.0000
673866 | A-1506-2BHK Internal Flat Wiring. | No. | 1.0000 | 1.0000 | 12527 | PVC Copper Wire 2.5 Sqmm blue | Mtrs | 0.0000 | 14.2800 | 158.001.001.005.004.003.001.014.006.005. | 0.0000 | Material | 0 | 0.0000
673866 | A-1506-2BHK Internal Flat Wiring. | No. | 1.0000 | 1.0000 | 12472 | PVC Copper Wire 2.5 Sqmm green | Mtrs | 65.9800 | 14.2800 | 158.001.001.005.004.003.001.014.006.005. | 0.0000 | Material | 0 | 0.0000
673866 | A-1506-2BHK Internal Flat Wiring. | No. | 1.0000 | 1.0000 | 12470 | PVC Copper Wire 2.5 Sqmm red | Mtrs | 75.2500 | 14.2800 | 158.001.001.005.004.003.001.014.006.005. | 0.0000 | Material | 0 | 0.0000
673866 | A-1506-2BHK Internal Flat Wiring. | No. | 1.0000 | 1.0000 | 12528 | PVC Copper Wire 2.5 Sqmm yellow | Mtrs | 0.0000 | 14.2800 | 158.001.001.005.004.003.001.014.006.005. | 14.2800 | Material | 0 | 0.0000
673866 | A-1506-2BHK Internal Flat Wiring. | No. | 1.0000 | 1.0000 | 12475 | PVC Copper Wire 4 Sqmm black | Mtrs | 115.8500 | 21.1200 | 158.001.001.005.004.003.001.014.006.005. | 0.0000 | Material | 0 | 0.0000
673866 | A-1506-2BHK Internal Flat Wiring. | No. | 1.0000 | 1.0000 | 13068 | PVC Copper Wire 4 Sqmm blue | Mtrs | 67.5 | 10.0000 | 158.001.001.005.004.003.001.014.006.005. | 0.0000 | Material | 0 | 0.0000
673866 | A-1506-2BHK Internal Flat Wiring. | No. | 1.0000 | 1.0000 | 12474 | PVC Copper Wire 4 Sqmm red | Mtrs | 0.0000 | 21.1200 | 158.001.001.005.004.003.001.014.006.005. | 0.0000 | Material | 0 | 0.0000
673866 | A-1506-2BHK Internal Flat Wiring. | No. | 1.0000 | 1.0000 | 13067 | PVC Copper Wire 4 Sqmm yellow | Mtrs | 81.9250 | 10.0000 | 158.001.001.005.004.003.001.014.006.005. | 0.0000 | Material | 0 | 0.0000
673866 | A-1506-2BHK Internal Flat Wiring. | No. | 1.0000 | 1.0000 | 1010 | RG-6 Co-Axial Cable | Mtrs | 0.0000 | 14.3900 | 158.001.001.005.004.003.001.014.006.005. | 0.0000 | Material | 0 | 0.0000
570187 | A-1507-2BHK Internal Electrical work | No. | 1.0000 | 1.0000 | 26454 | 12 Module GI Concealed Box | No. | 2.0000 | 255.0000 | 158.001.001.005.004.003.001.014.007.001. | 255.0000 | Material | 0 | 0.0000
570187 | A-1507-2BHK Internal Electrical work | No. | 1.0000 | 1.0000 | 5245 | 12M Plate (575770) | No. | 2.0000 | 225.8600 | 158.001.001.005.004.003.001.014.007.001. | 0.0000 | Material | 0 | 0.0000
570187 | A-1507-2BHK Internal Electrical work | No. | 1.0000 | 1.0000 | 26448 | 2 Module GI Concealed Box | No. | 9.0000 | 75.0000 | 158.001.001.005.004.003.001.014.007.001. | 75.0000 | Material | 0 | 0.0000
570187 | A-1507-2BHK Internal Electrical work | No. | 1.0000 | 1.0000 | 5250 | 2M Plate (575710) | No. | 9.0000 | 60.4800 | 158.001.001.005.004.003.001.014.007.001. | 0.0000 | Material | 0 | 0.0000
570187 | A-1507-2BHK Internal Electrical work | No. | 1.0000 | 1.0000 | 26449 | 3 Module GI Concealed Box | No. | 11.0000 | 105.0000 | 158.001.001.005.004.003.001.014.007.001. | 105.0000 | Material | 0 | 0.0000
570187 | A-1507-2BHK Internal Electrical work | No. | 1.0000 | 1.0000 | 5249 | 3M Plate (575720) | No. | 11.0000 | 68.9800 | 158.001.001.005.004.003.001.014.007.001. | 0.0000 | Material | 0 | 0.0000
570187 | A-1507-2BHK Internal Electrical work | No. | 1.0000 | 1.0000 | 26450 | 4 Module GI Concealed Box | No. | 3.0000 | 130.0000 | 158.001.001.005.004.003.001.014.007.001. | 130.0000 | Material | 0 | 0.0000
570187 | A-1507-2BHK Internal Electrical work | No. | 1.0000 | 1.0000 | 5248 | 4M Plate (575730) | No. | 3.0000 | 72.7600 | 158.001.001.005.004.003.001.014.007.001. | 0.0000 | Material | 0 | 0.0000
570187 | A-1507-2BHK Internal Electrical work | No. | 1.0000 | 1.0000 | 26451 | 6 Module GI Concealed Box | No. | 7.0000 | 160.0000 | 158.001.001.005.004.003.001.014.007.001. | 160.0000 | Material | 0 | 0.0000
570187 | A-1507-2BHK Internal Electrical work | No. | 1.0000 | 1.0000 | 5247 | 6M Plate (575740) | No. | 7.0000 | 131.3500 | 158.001.001.005.004.003.001.014.007.001. | 0.0000 | Material | 0 | 0.0000
570187 | A-1507-2BHK Internal Electrical work | No. | 1.0000 | 1.0000 | 26452 | 8 Module GI Concealed Box | No. | 4.0000 | 215.0000 | 158.001.001.005.004.003.001.014.007.001. | 215.0000 | Material | 0 | 0.0000
570187 | A-1507-2BHK Internal Electrical work | No. | 1.0000 | 1.0000 | 5246 | 8M Hzl Plate (575750) | No. | 4.0000 | 144.5800 | 158.001.001.005.004.003.001.014.007.001. | 0.0000 | Material | 0 | 0.0000
570196 | A-1507-2BHK Wall Conduting Material 2BHK | No. | 1.0000 | 1.0000 | 8482 | Flexible Pipe 3/4" | Mtrs | 3.0000 | 5.2500 | 158.001.001.005.004.003.001.014.007.002. | 0.0000 | Material | 0 | 0.0000
570196 | A-1507-2BHK Wall Conduting Material 2BHK | No. | 1.0000 | 1.0000 | 501 | Nails 3" | Kgs | 0.5000 | 63.0000 | 158.001.001.005.004.003.001.014.007.002. | 0.0000 | Material | 0 | 0.0000
570196 | A-1507-2BHK Wall Conduting Material 2BHK | No. | 1.0000 | 1.0000 | 3246 | PVC 1 way Junction Box 1" | No. | 4.0000 | 18.2000 | 158.001.001.005.004.003.001.014.007.002. | 0.0000 | Material | 0 | 0.0000
570196 | A-1507-2BHK Wall Conduting Material 2BHK | No. | 1.0000 | 1.0000 | 838 | PVC Conduit Bend 1" | No. | 13.0000 | 6.3500 | 158.001.001.005.004.003.001.014.007.002. | 6.3500 | Material | 0 | 0.0000
570196 | A-1507-2BHK Wall Conduting Material 2BHK | No. | 1.0000 | 1.0000 | 837 | PVC Conduit Pipe 1" mtrs | Mtrs | 90.0000 | 18.6000 | 158.001.001.005.004.003.001.014.007.002. | 18.6000 | Material | 0 | 0.0000
604544 | A-1507-2BHK Internal Flat DB Work | No. | 1.0000 | 1.0000 | 28289 | 10A Single Pole MCB (IH31P0C010) | No. | 4.0000 | 100.0000 | 158.001.001.005.004.003.001.014.007.003. | 100.0000 | Material | 0 | 0.0000
604544 | A-1507-2BHK Internal Flat DB Work | No. | 1.0000 | 1.0000 | 28297 | 20A Single Pole MCB (IH31P0C020) | No. | 8.0000 | 300.0000 | 158.001.001.005.004.003.001.014.007.003. | 300.0000 | Material | 0 | 0.0000
604544 | A-1507-2BHK Internal Flat DB Work | No. | 1.0000 | 1.0000 | 28776 | 4 Way TPN DB with tel. compartment IHETPNYV004 | No. | 1.0000 | 118.0000 | 158.001.001.005.004.003.001.014.007.003. | 100.0000 | Material | 45 | 18.0000 | C+S GST 18% I/P RD
604544 | A-1507-2BHK Internal Flat DB Work | No. | 1.0000 | 1.0000 | 28545 | 40 AMP RCCB 4 Pole 30ma IH3R440030 | No. | 1.0000 | 118.0000 | 158.001.001.005.004.003.001.014.007.003. | 100.0000 | Material | 45 | 18.0000 | C+S GST 18% I/P RD
610588 | A-1507-2BHK Int. Flat Switch Socket Material | No. | 1.0000 | 1.0000 | 5238 | 16A 1way switch w indi.(572063 | No. | 8.0000 | 127.5800 | 158.001.001.005.004.003.001.014.007.004. | 0.0000 | Material | 0 | 0.0000
610588 | A-1507-2BHK Int. Flat Switch Socket Material | No. | 1.0000 | 1.0000 | 8655 | 16A socket (573471) | No. | 10.0000 | 254.0000 | 158.001.001.005.004.003.001.014.007.004. | 254.0000 | Material | 0 | 0.0000
610588 | A-1507-2BHK Int. Flat Switch Socket Material | No. | 1.0000 | 1.0000 | 793 | 6 A Bell Push (573413) | No. | 1.0000 | 22.0500 | 158.001.001.005.004.003.001.014.007.004. | 0.0000 | Material | 0 | 0.0000
610588 | A-1507-2BHK Int. Flat Switch Socket Material | No. | 1.0000 | 1.0000 | 7294 | 6A 2 Way Switch (573402) | No. | 4.0000 | 130.0000 | 158.001.001.005.004.003.001.014.007.004. | 0.0000 | Material | 0 | 0.0000
610588 | A-1507-2BHK Int. Flat Switch Socket Material | No. | 1.0000 | 1.0000 | 28162 | 6A 3Pin Socket (573424) | No. | 25.0000 | 290.0000 | 158.001.001.005.004.003.001.014.007.004. | 290.0000 | Material | 0 | 0.0000
610588 | A-1507-2BHK Int. Flat Switch Socket Material | No. | 1.0000 | 1.0000 | 5240 | 6A One way Switch (573400) | No. | 51.0000 | 72.7600 | 158.001.001.005.004.003.001.014.007.004. | 0.0000 | Material | 0 | 0.0000
610588 | A-1507-2BHK Int. Flat Switch Socket Material | No. | 1.0000 | 1.0000 | 2556 | Angle Holder | No. | 5.0000 | 28.0000 | 158.001.001.005.004.003.001.014.007.004. | 0.0000 | Material | 0 | 0.0000
610588 | A-1507-2BHK Int. Flat Switch Socket Material | No. | 1.0000 | 1.0000 | 5244 | Blank Plate 1m (573449) | No. | 9.0000 | 19.8400 | 158.001.001.005.004.003.001.014.007.004. | 0.0000 | Material | 0 | 0.0000
610588 | A-1507-2BHK Int. Flat Switch Socket Material | No. | 1.0000 | 1.0000 | 1714 | Connector | No. | 4.0000 | 9.0000 | 158.001.001.005.004.003.001.014.007.004. | 0.0000 | Material | 0 | 0.0000
610588 | A-1507-2BHK Int. Flat Switch Socket Material | No. | 1.0000 | 1.0000 | 6758 | Fan Step Reg (573469) | No. | 6.0000 | 432.3400 | 158.001.001.005.004.003.001.014.007.004. | 0.0000 | Material | 0 | 0.0000
610588 | A-1507-2BHK Int. Flat Switch Socket Material | No. | 1.0000 | 1.0000 | 3287 | Round Plate 4" - No. | No. | 38.0000 | 9.0000 | 158.001.001.005.004.003.001.014.007.004. | 0.0000 | Material | 0 | 0.0000
610588 | A-1507-2BHK Int. Flat Switch Socket Material | No. | 1.0000 | 1.0000 | 9555 | Round Plate 6" | No. | 6.0000 | 6.0000 | 158.001.001.005.004.003.001.014.007.004. | 0.0000 | Material | 0 | 0.0000
610588 | A-1507-2BHK Int. Flat Switch Socket Material | No. | 1.0000 | 1.0000 | 6757 | T.V. Socket (573425) | No. | 3.0000 | 83.1600 | 158.001.001.005.004.003.001.014.007.004. | 0.0000 | Material | 0 | 0.0000
610588 | A-1507-2BHK Int. Flat Switch Socket Material | No. | 1.0000 | 1.0000 | 5242 | Tel. Socket 1mod (573426) | No. | 1.0000 | 79.3800 | 158.001.001.005.004.003.001.014.007.004. | 0.0000 | Material | 0 | 0.0000
673868 | A-1507-2BHK Internal Flat Wiring. | No. | 1.0000 | 1.0000 | 23458 | 2 Pair telephone cable | Mtrs | 0.0000 | 50.0000 | 158.001.001.005.004.003.001.014.007.005. | 50.0000 | Material | 0 | 0.0000
673868 | A-1507-2BHK Internal Flat Wiring. | No. | 1.0000 | 1.0000 | 12468 | PVC Copper Wire 1.5 Sqmm black | Mtrs | 123.7750 | 8.8600 | 158.001.001.005.004.003.001.014.007.005. | 8.8600 | Material | 0 | 0.0000
673868 | A-1507-2BHK Internal Flat Wiring. | No. | 1.0000 | 1.0000 | 12530 | PVC Copper Wire 1.5 Sqmm blue | Mtrs | 105.7500 | 8.8600 | 158.001.001.005.004.003.001.014.007.005. | 8.8600 | Material | 0 | 0.0000
673868 | A-1507-2BHK Internal Flat Wiring. | No. | 1.0000 | 1.0000 | 12469 | PVC Copper Wire 1.5 Sqmm green | Mtrs | 78.9800 | 8.8700 | 158.001.001.005.004.003.001.014.007.005. | 0.0000 | Material | 0 | 0.0000
673868 | A-1507-2BHK Internal Flat Wiring. | No. | 1.0000 | 1.0000 | 26439 | PVC Copper Wire 1.5 Sqmm Grey | Mtrs | 0.0000 | 100.0000 | 158.001.001.005.004.003.001.014.007.005. | 100.0000 | Material | 0 | 0.0000
673868 | A-1507-2BHK Internal Flat Wiring. | No. | 1.0000 | 1.0000 | 12466 | PVC Copper Wire 1.5 Sqmm red | Mtrs | 35.5000 | 8.8700 | 158.001.001.005.004.003.001.014.007.005. | 8.8700 | Material | 0 | 0.0000
673868 | A-1507-2BHK Internal Flat Wiring. | No. | 1.0000 | 1.0000 | 12529 | PVC Copper Wire 1.5 Sqmm yellow | Mtrs | 151.3250 | 10.0000 | 158.001.001.005.004.003.001.014.007.005. | 10.0000 | Material | 0 | 0.0000
673868 | A-1507-2BHK Internal Flat Wiring. | No. | 1.0000 | 1.0000 | 12471 | PVC Copper Wire 2.5 Sqmm black | Mtrs | 110.7250 | 14.2800 | 158.001.001.005.004.003.001.014.007.005. | 14.2800 | Material | 0 | 0.0000
673868 | A-1507-2BHK Internal Flat Wiring. | No. | 1.0000 | 1.0000 | 12527 | PVC Copper Wire 2.5 Sqmm blue | Mtrs | 0.0000 | 14.2800 | 158.001.001.005.004.003.001.014.007.005. | 0.0000 | Material | 0 | 0.0000
673868 | A-1507-2BHK Internal Flat Wiring. | No. | 1.0000 | 1.0000 | 12472 | PVC Copper Wire 2.5 Sqmm green | Mtrs | 65.9800 | 14.2800 | 158.001.001.005.004.003.001.014.007.005. | 0.0000 | Material | 0 | 0.0000
673868 | A-1507-2BHK Internal Flat Wiring. | No. | 1.0000 | 1.0000 | 12470 | PVC Copper Wire 2.5 Sqmm red | Mtrs | 75.2500 | 14.2800 | 158.001.001.005.004.003.001.014.007.005. | 0.0000 | Material | 0 | 0.0000
673868 | A-1507-2BHK Internal Flat Wiring. | No. | 1.0000 | 1.0000 | 12528 | PVC Copper Wire 2.5 Sqmm yellow | Mtrs | 0.0000 | 14.2800 | 158.001.001.005.004.003.001.014.007.005. | 14.2800 | Material | 0 | 0.0000
673868 | A-1507-2BHK Internal Flat Wiring. | No. | 1.0000 | 1.0000 | 12475 | PVC Copper Wire 4 Sqmm black | Mtrs | 115.8500 | 21.1200 | 158.001.001.005.004.003.001.014.007.005. | 0.0000 | Material | 0 | 0.0000
673868 | A-1507-2BHK Internal Flat Wiring. | No. | 1.0000 | 1.0000 | 13068 | PVC Copper Wire 4 Sqmm blue | Mtrs | 0 | 10.0000 | 158.001.001.005.004.003.001.014.007.005. | 0.0000 | Material | 0 | 0.0000
673868 | A-1507-2BHK Internal Flat Wiring. | No. | 1.0000 | 1.0000 | 12474 | PVC Copper Wire 4 Sqmm red | Mtrs | 0.0000 | 21.1200 | 158.001.001.005.004.003.001.014.007.005. | 0.0000 | Material | 0 | 0.0000
673868 | A-1507-2BHK Internal Flat Wiring. | No. | 1.0000 | 1.0000 | 13067 | PVC Copper Wire 4 Sqmm yellow | Mtrs | 81.9250 | 10.0000 | 158.001.001.005.004.003.001.014.007.005. | 0.0000 | Material | 0 | 0.0000
673868 | A-1507-2BHK Internal Flat Wiring. | No. | 1.0000 | 1.0000 | 1010 | RG-6 Co-Axial Cable | Mtrs | 0.0000 | 14.3900 | 158.001.001.005.004.003.001.014.007.005. | 0.0000 | Material | 0 | 0.0000
570188 | A-1508-3BHK Internal Electrical work | No. | 1.0000 | 1.0000 | 26454 | 12 Module GI Concealed Box | No. | 2.0000 | 255.0000 | 158.001.001.005.004.003.001.014.008.001. | 255.0000 | Material | 0 | 0.0000
570188 | A-1508-3BHK Internal Electrical work | No. | 1.0000 | 1.0000 | 5245 | 12M Plate (575770) | No. | 2.0000 | 225.8600 | 158.001.001.005.004.003.001.014.008.001. | 0.0000 | Material | 0 | 0.0000
570188 | A-1508-3BHK Internal Electrical work | No. | 1.0000 | 1.0000 | 26448 | 2 Module GI Concealed Box | No. | 13.0000 | 75.0000 | 158.001.001.005.004.003.001.014.008.001. | 75.0000 | Material | 0 | 0.0000
570188 | A-1508-3BHK Internal Electrical work | No. | 1.0000 | 1.0000 | 5250 | 2M Plate (575710) | No. | 13.0000 | 60.4800 | 158.001.001.005.004.003.001.014.008.001. | 0.0000 | Material | 0 | 0.0000
570188 | A-1508-3BHK Internal Electrical work | No. | 1.0000 | 1.0000 | 26449 | 3 Module GI Concealed Box | No. | 11.0000 | 105.0000 | 158.001.001.005.004.003.001.014.008.001. | 105.0000 | Material | 0 | 0.0000
570188 | A-1508-3BHK Internal Electrical work | No. | 1.0000 | 1.0000 | 5249 | 3M Plate (575720) | No. | 11.0000 | 68.9800 | 158.001.001.005.004.003.001.014.008.001. | 0.0000 | Material | 0 | 0.0000
570188 | A-1508-3BHK Internal Electrical work | No. | 1.0000 | 1.0000 | 26450 | 4 Module GI Concealed Box | No. | 4.0000 | 130.0000 | 158.001.001.005.004.003.001.014.008.001. | 130.0000 | Material | 0 | 0.0000
570188 | A-1508-3BHK Internal Electrical work | No. | 1.0000 | 1.0000 | 5248 | 4M Plate (575730) | No. | 4.0000 | 72.7600 | 158.001.001.005.004.003.001.014.008.001. | 0.0000 | Material | 0 | 0.0000
570188 | A-1508-3BHK Internal Electrical work | No. | 1.0000 | 1.0000 | 26451 | 6 Module GI Concealed Box | No. | 9.0000 | 160.0000 | 158.001.001.005.004.003.001.014.008.001. | 160.0000 | Material | 0 | 0.0000
570188 | A-1508-3BHK Internal Electrical work | No. | 1.0000 | 1.0000 | 5247 | 6M Plate (575740) | No. | 9.0000 | 131.3500 | 158.001.001.005.004.003.001.014.008.001. | 0.0000 | Material | 0 | 0.0000
570188 | A-1508-3BHK Internal Electrical work | No. | 1.0000 | 1.0000 | 26452 | 8 Module GI Concealed Box | No. | 5.0000 | 215.0000 | 158.001.001.005.004.003.001.014.008.001. | 215.0000 | Material | 0 | 0.0000
570188 | A-1508-3BHK Internal Electrical work | No. | 1.0000 | 1.0000 | 5246 | 8M Hzl Plate (575750) | No. | 5.0000 | 144.5800 | 158.001.001.005.004.003.001.014.008.001. | 0.0000 | Material | 0 | 0.0000
570190 | A-1508-3BHK Wall Conduting Material | No. | 1.0000 | 1.0000 | 8482 | Flexible Pipe 3/4" | Mtrs | 3.0000 | 5.2500 | 158.001.001.005.004.003.001.014.008.002. | 0.0000 | Material | 0 | 0.0000
570190 | A-1508-3BHK Wall Conduting Material | No. | 1.0000 | 1.0000 | 501 | Nails 3" | Kgs | 0.5000 | 63.0000 | 158.001.001.005.004.003.001.014.008.002. | 0.0000 | Material | 0 | 0.0000
570190 | A-1508-3BHK Wall Conduting Material | No. | 1.0000 | 1.0000 | 3246 | PVC 1 way Junction Box 1" | No. | 6.0000 | 18.2000 | 158.001.001.005.004.003.001.014.008.002. | 0.0000 | Material | 0 | 0.0000
570190 | A-1508-3BHK Wall Conduting Material | No. | 1.0000 | 1.0000 | 838 | PVC Conduit Bend 1" | No. | 15.0000 | 6.3500 | 158.001.001.005.004.003.001.014.008.002. | 6.3500 | Material | 0 | 0.0000
570190 | A-1508-3BHK Wall Conduting Material | No. | 1.0000 | 1.0000 | 837 | PVC Conduit Pipe 1" mtrs | Mtrs | 105.0000 | 18.6000 | 158.001.001.005.004.003.001.014.008.002. | 18.6000 | Material | 0 | 0.0000
604545 | A-1508-3BHK Internal Flat DB Work | No. | 1.0000 | 1.0000 | 28289 | 10A Single Pole MCB (IH31P0C010) | No. | 3.0000 | 100.0000 | 158.001.001.005.004.003.001.014.008.003. | 100.0000 | Material | 0 | 0.0000
604545 | A-1508-3BHK Internal Flat DB Work | No. | 1.0000 | 1.0000 | 28297 | 20A Single Pole MCB (IH31P0C020) | No. | 9.0000 | 300.0000 | 158.001.001.005.004.003.001.014.008.003. | 300.0000 | Material | 0 | 0.0000
604545 | A-1508-3BHK Internal Flat DB Work | No. | 1.0000 | 1.0000 | 28545 | 40 AMP RCCB 4 Pole 30ma IH3R440030 | No. | 1.0000 | 118.0000 | 158.001.001.005.004.003.001.014.008.003. | 100.0000 | Material | 45 | 18.0000 | C+S GST 18% I/P RD
604545 | A-1508-3BHK Internal Flat DB Work | No. | 1.0000 | 1.0000 | 28777 | 6 Way TPN DB with tel. compartment IHETPNTV006 | No. | 1.0000 | 118.0000 | 158.001.001.005.004.003.001.014.008.003. | 100.0000 | Material | 45 | 18.0000 | C+S GST 18% I/P RD
606882 | A-1508-3BHK Int. Flat Switch Socket Material | No. | 1.0000 | 1.0000 | 5238 | 16A 1way switch w indi.(572063 | No. | 12.0000 | 127.5800 | 158.001.001.005.004.003.001.014.008.004. | 0.0000 | Material | 0 | 0.0000
606882 | A-1508-3BHK Int. Flat Switch Socket Material | No. | 1.0000 | 1.0000 | 8655 | 16A socket (573471) | No. | 12.0000 | 254.0000 | 158.001.001.005.004.003.001.014.008.004. | 254.0000 | Material | 0 | 0.0000
606882 | A-1508-3BHK Int. Flat Switch Socket Material | No. | 1.0000 | 1.0000 | 793 | 6 A Bell Push (573413) | No. | 1.0000 | 22.0500 | 158.001.001.005.004.003.001.014.008.004. | 0.0000 | Material | 0 | 0.0000
606882 | A-1508-3BHK Int. Flat Switch Socket Material | No. | 1.0000 | 1.0000 | 7294 | 6A 2 Way Switch (573402) | No. | 6.0000 | 130.0000 | 158.001.001.005.004.003.001.014.008.004. | 0.0000 | Material | 0 | 0.0000
606882 | A-1508-3BHK Int. Flat Switch Socket Material | No. | 1.0000 | 1.0000 | 28162 | 6A 3Pin Socket (573424) | No. | 30.0000 | 290.0000 | 158.001.001.005.004.003.001.014.008.004. | 290.0000 | Material | 0 | 0.0000
606882 | A-1508-3BHK Int. Flat Switch Socket Material | No. | 1.0000 | 1.0000 | 5240 | 6A One way Switch (573400) | No. | 61.0000 | 72.7600 | 158.001.001.005.004.003.001.014.008.004. | 0.0000 | Material | 0 | 0.0000
606882 | A-1508-3BHK Int. Flat Switch Socket Material | No. | 1.0000 | 1.0000 | 2556 | Angle Holder | No. | 6.0000 | 28.0000 | 158.001.001.005.004.003.001.014.008.004. | 0.0000 | Material | 0 | 0.0000
606882 | A-1508-3BHK Int. Flat Switch Socket Material | No. | 1.0000 | 1.0000 | 5244 | Blank Plate 1m (573449) | No. | 9.0000 | 19.8400 | 158.001.001.005.004.003.001.014.008.004. | 0.0000 | Material | 0 | 0.0000
606882 | A-1508-3BHK Int. Flat Switch Socket Material | No. | 1.0000 | 1.0000 | 1714 | Connector | No. | 5.0000 | 9.0000 | 158.001.001.005.004.003.001.014.008.004. | 0.0000 | Material | 0 | 0.0000
606882 | A-1508-3BHK Int. Flat Switch Socket Material | No. | 1.0000 | 1.0000 | 6758 | Fan Step Reg (573469) | No. | 7.0000 | 432.3400 | 158.001.001.005.004.003.001.014.008.004. | 0.0000 | Material | 0 | 0.0000
606882 | A-1508-3BHK Int. Flat Switch Socket Material | No. | 1.0000 | 1.0000 | 3287 | Round Plate 4" - No. | No. | 44.0000 | 9.0000 | 158.001.001.005.004.003.001.014.008.004. | 0.0000 | Material | 0 | 0.0000
606882 | A-1508-3BHK Int. Flat Switch Socket Material | No. | 1.0000 | 1.0000 | 9555 | Round Plate 6" | No. | 7.0000 | 6.0000 | 158.001.001.005.004.003.001.014.008.004. | 0.0000 | Material | 0 | 0.0000
606882 | A-1508-3BHK Int. Flat Switch Socket Material | No. | 1.0000 | 1.0000 | 6757 | T.V. Socket (573425) | No. | 4.0000 | 83.1600 | 158.001.001.005.004.003.001.014.008.004. | 0.0000 | Material | 0 | 0.0000
606882 | A-1508-3BHK Int. Flat Switch Socket Material | No. | 1.0000 | 1.0000 | 5242 | Tel. Socket 1mod (573426) | No. | 1.0000 | 79.3800 | 158.001.001.005.004.003.001.014.008.004. | 0.0000 | Material | 0 | 0.0000
673869 | A-1508-3BHK Internal Flat Wiring. | No. | 1.0000 | 1.0000 | 23458 | 2 Pair telephone cable | Mtrs | 0.0000 | 50.0000 | 158.001.001.005.004.003.001.014.008.005. | 50.0000 | Material | 0 | 0.0000
673869 | A-1508-3BHK Internal Flat Wiring. | No. | 1.0000 | 1.0000 | 12468 | PVC Copper Wire 1.5 Sqmm black | Mtrs | 123.7750 | 8.8600 | 158.001.001.005.004.003.001.014.008.005. | 8.8600 | Material | 0 | 0.0000
673869 | A-1508-3BHK Internal Flat Wiring. | No. | 1.0000 | 1.0000 | 12530 | PVC Copper Wire 1.5 Sqmm blue | Mtrs | 105.7500 | 8.8600 | 158.001.001.005.004.003.001.014.008.005. | 8.8600 | Material | 0 | 0.0000
673869 | A-1508-3BHK Internal Flat Wiring. | No. | 1.0000 | 1.0000 | 12469 | PVC Copper Wire 1.5 Sqmm green | Mtrs | 78.9800 | 8.8700 | 158.001.001.005.004.003.001.014.008.005. | 0.0000 | Material | 0 | 0.0000
673869 | A-1508-3BHK Internal Flat Wiring. | No. | 1.0000 | 1.0000 | 26439 | PVC Copper Wire 1.5 Sqmm Grey | Mtrs | 0.0000 | 100.0000 | 158.001.001.005.004.003.001.014.008.005. | 100.0000 | Material | 0 | 0.0000
673869 | A-1508-3BHK Internal Flat Wiring. | No. | 1.0000 | 1.0000 | 12466 | PVC Copper Wire 1.5 Sqmm red | Mtrs | 61.2000 | 8.8700 | 158.001.001.005.004.003.001.014.008.005. | 8.8700 | Material | 0 | 0.0000
673869 | A-1508-3BHK Internal Flat Wiring. | No. | 1.0000 | 1.0000 | 12529 | PVC Copper Wire 1.5 Sqmm yellow | Mtrs | 151.3250 | 10.0000 | 158.001.001.005.004.003.001.014.008.005. | 10.0000 | Material | 0 | 0.0000
673869 | A-1508-3BHK Internal Flat Wiring. | No. | 1.0000 | 1.0000 | 12471 | PVC Copper Wire 2.5 Sqmm black | Mtrs | 110.7250 | 14.2800 | 158.001.001.005.004.003.001.014.008.005. | 14.2800 | Material | 0 | 0.0000
673869 | A-1508-3BHK Internal Flat Wiring. | No. | 1.0000 | 1.0000 | 12527 | PVC Copper Wire 2.5 Sqmm blue | Mtrs | 0.0000 | 14.2800 | 158.001.001.005.004.003.001.014.008.005. | 0.0000 | Material | 0 | 0.0000
673869 | A-1508-3BHK Internal Flat Wiring. | No. | 1.0000 | 1.0000 | 12472 | PVC Copper Wire 2.5 Sqmm green | Mtrs | 65.9800 | 14.2800 | 158.001.001.005.004.003.001.014.008.005. | 0.0000 | Material | 0 | 0.0000
673869 | A-1508-3BHK Internal Flat Wiring. | No. | 1.0000 | 1.0000 | 12470 | PVC Copper Wire 2.5 Sqmm red | Mtrs | 75.2500 | 14.2800 | 158.001.001.005.004.003.001.014.008.005. | 0.0000 | Material | 0 | 0.0000
673869 | A-1508-3BHK Internal Flat Wiring. | No. | 1.0000 | 1.0000 | 12528 | PVC Copper Wire 2.5 Sqmm yellow | Mtrs | 0.0000 | 14.2800 | 158.001.001.005.004.003.001.014.008.005. | 14.2800 | Material | 0 | 0.0000
673869 | A-1508-3BHK Internal Flat Wiring. | No. | 1.0000 | 1.0000 | 12475 | PVC Copper Wire 4 Sqmm black | Mtrs | 115.8500 | 21.1200 | 158.001.001.005.004.003.001.014.008.005. | 0.0000 | Material | 0 | 0.0000
673869 | A-1508-3BHK Internal Flat Wiring. | No. | 1.0000 | 1.0000 | 13068 | PVC Copper Wire 4 Sqmm blue | Mtrs | 0 | 10.0000 | 158.001.001.005.004.003.001.014.008.005. | 0.0000 | Material | 0 | 0.0000
673869 | A-1508-3BHK Internal Flat Wiring. | No. | 1.0000 | 1.0000 | 12474 | PVC Copper Wire 4 Sqmm red | Mtrs | 0.0000 | 21.1200 | 158.001.001.005.004.003.001.014.008.005. | 0.0000 | Material | 0 | 0.0000
673869 | A-1508-3BHK Internal Flat Wiring. | No. | 1.0000 | 1.0000 | 13067 | PVC Copper Wire 4 Sqmm yellow | Mtrs | 81.9250 | 10.0000 | 158.001.001.005.004.003.001.014.008.005. | 0.0000 | Material | 0 | 0.0000
673869 | A-1508-3BHK Internal Flat Wiring. | No. | 1.0000 | 1.0000 | 1010 | RG-6 Co-Axial Cable | Mtrs | 0.0000 | 14.3900 | 158.001.001.005.004.003.001.014.008.005. | 0.0000 | Material | 0 | 0.0000