## StockValuation63859833839440810
Stock Register
As on date 21-08-2024
GANGA ALTUS
Page 1 of 1
Total Records: 871 Records 1 to 871
Project_Name | Store_Name | Material_Name | Qty | Unit | Brand | Rate | Amount
GANGA ALTUS | ALTUS CENTRAL STORE | 1 Module C1 1100 Support Frame with Cover Plate - No. | 6 | No. |  | 49.9133 | 299.48
GANGA ALTUS | ALTUS CENTRAL STORE | 10 Amp S/P MCB (IH21P0C010) | 46 | No. |  | 108.5126 | 4991.58
GANGA ALTUS | ALTUS CENTRAL STORE | 12 Module Box (1800012) | 118 | No. |  | 146.4918 | 17286.03
GANGA ALTUS | ALTUS CENTRAL STORE | 12 Module Box (180012) | 1 | No. |  | 148.4 | 148.4
GANGA ALTUS | ALTUS CENTRAL STORE | 12 Module C1 1112 Support Frame with Cover Plate | 144 | No. |  | 171.1338 | 24643.27
GANGA ALTUS | ALTUS CENTRAL STORE | 12 Module GI Concealed Box | 8 | No. |  | 123.1038 | 984.83
GANGA ALTUS | ALTUS CENTRAL STORE | 12 Module Plate | 1 | No. |  | 176.72 | 176.72
GANGA ALTUS | ALTUS CENTRAL STORE | 12 Module Plate 1112 | 7 | No. |  | 167.2614 | 1170.83
GANGA ALTUS | ALTUS CENTRAL STORE | 15/5 A Socket - No. | 8 | No. |  | 128.005 | 1024.04
GANGA ALTUS | ALTUS CENTRAL STORE | 15A 1way switch | 8 | No. |  | 91.755 | 734.04
GANGA ALTUS | ALTUS CENTRAL STORE | 15w Surface Fitting 4000k Round | 523 | No. |  | 567.8151 | 296967.28
GANGA ALTUS | ALTUS CENTRAL STORE | 16 A Socket | 232 | No. |  | 106.3434 | 24671.68
GANGA ALTUS | ALTUS CENTRAL STORE | 16 Amp. Socket with shutter (1057) | 268 | No. |  | 124.8046 | 33447.642
GANGA ALTUS | ALTUS CENTRAL STORE | 16 Amp. Switch with indicator (1052) | 378 | No. |  | 107.6158 | 40678.7878
GANGA ALTUS | ALTUS CENTRAL STORE | 16A 1way switch - | 203 | No. |  | 110.9711 | 22527.14
GANGA ALTUS | ALTUS CENTRAL STORE | 16A One Way switch with Indicator(900052) | 8 | No. |  | 38 | 304
GANGA ALTUS | ALTUS CENTRAL STORE | 16A Socket (572104) | 11 | No. |  | 145 | 1595
GANGA ALTUS | ALTUS CENTRAL STORE | 16amp DP MCB 408633 | 4 | No. |  | 589.485 | 2357.94
GANGA ALTUS | ALTUS CENTRAL STORE | 16AMP SINGLE POLE MCB (IH21P0C016) | 2166 | No. |  | 108.5419 | 235101.71
GANGA ALTUS | ALTUS CENTRAL STORE | 2 HP Mud Pump with Set | 1 | No. |  | 22500 | 22500
GANGA ALTUS | ALTUS CENTRAL STORE | 2 Module Box (180001) | 70 | No. |  | 40.645 | 2845.1512
GANGA ALTUS | ALTUS CENTRAL STORE | 2 Module Box (290001) | 5 | No. |  | 34.602 | 173.01
GANGA ALTUS | ALTUS CENTRAL STORE | 2 Module C1 1102 Support Frame with Cover Plate | 61 | No. |  | 51.4327 | 3137.3927
GANGA ALTUS | ALTUS CENTRAL STORE | 2 Module GI Concealed Box | 40 | No. |  | 36.207 | 1448.28
GANGA ALTUS | ALTUS CENTRAL STORE | 2 Module M.S.Box | 3 | No. |  | 35 | 105
GANGA ALTUS | ALTUS CENTRAL STORE | 2 Module Plate | 6 | No. |  | 28.5 | 171
GANGA ALTUS | ALTUS CENTRAL STORE | 2 Module Pvc Enclosure Box | 3 | No. |  | 100 | 300
GANGA ALTUS | ALTUS CENTRAL STORE | 2 POLE 40 AMP MCB (IH22P0C040) | 177 | No. |  | 503.2451 | 89074.38
GANGA ALTUS | ALTUS CENTRAL STORE | 2 Pole 40amp 30 MA RCCB (IH2R240030) | 176 | No. |  | 1334.6449 | 234897.51
GANGA ALTUS | ALTUS CENTRAL STORE | 20 AMP SINGLE POLE MCB (IH21P0C020) | 333 | No. |  | 108.5134 | 36134.95
GANGA ALTUS | ALTUS CENTRAL STORE | 22 KV Heat shrink Indoor Termination Jointing kit 3Cx300Sqmm | 8 | No. |  | 15223.6925 | 121789.54
GANGA ALTUS | ALTUS CENTRAL STORE | 22 KV Silicon touchproof Joint Kit for XLPE300sqx3 core | 4 | No. |  | 33663.1075 | 134652.43
GANGA ALTUS | ALTUS CENTRAL STORE | 22KV Heat shrink indoor joint kit 300sqx3c | 2 | set |  | 15305.63 | 30611.26
GANGA ALTUS | ALTUS CENTRAL STORE | 22KV Touch proof straight joint kit 95sqmmx3c | 3 | set |  | 29161.5167 | 87484.55
GANGA ALTUS | ALTUS CENTRAL STORE | 22KVA Heat Shrink Indoor Termination Joint kit 3Cx95sqmm Tou | 2 | No. |  | 10595.26 | 21190.52
GANGA ALTUS | ALTUS CENTRAL STORE | 25 Amp S/P MCB (IH21P0C025) | 17 | No. |  | 108.5129 | 1844.72
GANGA ALTUS | ALTUS CENTRAL STORE | 3 Module Box (290003) | 4 | No. |  | 48.4452 | 193.7808
GANGA ALTUS | ALTUS CENTRAL STORE | 3 Module C1 1103 Support Frame with Cover Plate | 305 | No. |  | 64.2241 | 19588.34
GANGA ALTUS | ALTUS CENTRAL STORE | 3 Module GI Concealed Box | 5 | No. |  | 50.69 | 253.45
GANGA ALTUS | ALTUS CENTRAL STORE | 3 Module M.S. Box | 18 | No. |  | 35.4 | 637.2
GANGA ALTUS | ALTUS CENTRAL STORE | 3 Module M.S. Box JM03002 | 2 | No. |  | 35.4 | 70.8
GANGA ALTUS | ALTUS CENTRAL STORE | 3 Module Plate - No. | 7 | No. |  | 68.3829 | 478.68
GANGA ALTUS | ALTUS CENTRAL STORE | 32A DP RCBO (100MA) 411333 | 1 | No. |  | 2903.63 | 2903.63
GANGA ALTUS | ALTUS CENTRAL STORE | 4 Module C1 1104 Support Frame with Cover Plate | 28 | No. |  | 74.0006 | 2072.0174
GANGA ALTUS | ALTUS CENTRAL STORE | 4 Module GI Concealed Box | 3 | No. |  | 62.76 | 188.28
GANGA ALTUS | ALTUS CENTRAL STORE | 4 Module MS Box (MR 1104) | 21 | No. |  | 72.2162 | 1516.54
GANGA ALTUS | ALTUS CENTRAL STORE | 4 POLE 40AMP 30MA RCCB (IH2R440030) | 170 | No. |  | 1693.5409 | 287901.96
GANGA ALTUS | ALTUS CENTRAL STORE | 4 POLE 40AMP MCB (IH24P0C040) | 177 | No. |  | 1031.1066 | 182505.87
GANGA ALTUS | ALTUS CENTRAL STORE | 4 Way TPN DB DD 8 WAY In comer 1.2 Thick with TV Tele. | 4 | No. |  | 3480.4325 | 13921.73
GANGA ALTUS | ALTUS CENTRAL STORE | 4" (110 MM) PVC VENT COWL | 24 | No. |  | 31.2542 | 750.1
GANGA ALTUS | ALTUS CENTRAL STORE | 40 Amp 4 Pole MCB 408681 | 2 | No. |  | 1758.62 | 3517.24
GANGA ALTUS | ALTUS CENTRAL STORE | 40 Amp RCCB 4 Pole 30ma | 6 | No. |  | 2617.76 | 15706.56
GANGA ALTUS | ALTUS CENTRAL STORE | 408635 DP MCB 2pole 25Amp | 3 | No. |  | 607.1133 | 1821.34
GANGA ALTUS | ALTUS CENTRAL STORE | 411373 40amp 4P RCBO 100mA | 2 | No. |  | 3673.36 | 7346.72
GANGA ALTUS | ALTUS CENTRAL STORE | 420219 MCCB 250A DPX3 | 1 | No. |  | 18978.66 | 18978.66
GANGA ALTUS | ALTUS CENTRAL STORE | 507801 Encloser Box DPX3 160 | 1 | No. |  | 2833.33 | 2833.33
GANGA ALTUS | ALTUS CENTRAL STORE | 6 A (1003) Bell Push - No. | 67 | No. |  | 77.0755 | 5164.06
GANGA ALTUS | ALTUS CENTRAL STORE | 6 A one way Switch IN8481 | 30 | No. |  | 32 | 960
GANGA ALTUS | ALTUS CENTRAL STORE | 6 A Socket | 77 | No. |  | 73.1255 | 5630.66
GANGA ALTUS | ALTUS CENTRAL STORE | 6 amp socket | 16 | No. |  | 67.4013 | 1078.42
GANGA ALTUS | ALTUS CENTRAL STORE | 6 Amp. 2 way Switch | 18 | No. |  | 73.3033 | 1319.46
GANGA ALTUS | ALTUS CENTRAL STORE | 6 Module Box (180006) | 32 | No. |  | 89.2122 | 2854.7892
GANGA ALTUS | ALTUS CENTRAL STORE | 6 Module C1 1106 Support Frame with Cover Plate | 344 | No. |  | 108.6768 | 37384.8062
GANGA ALTUS | ALTUS CENTRAL STORE | 6 Module GI Concealed Box | 52 | No. |  | 77.2419 | 4016.58
GANGA ALTUS | ALTUS CENTRAL STORE | 6 Module M.S. Box | 6 | No. |  | 58.8 | 352.8
GANGA ALTUS | ALTUS CENTRAL STORE | 6 Module MS Box (MR 1106) | 7 | No. |  | 105.67 | 739.69
GANGA ALTUS | ALTUS CENTRAL STORE | 6 Module Plate | 2 | No. |  | 112.71 | 225.42
GANGA ALTUS | ALTUS CENTRAL STORE | 6 Module Plate 1106 | 22 | No. |  | 106.6836 | 2347.04
GANGA ALTUS | ALTUS CENTRAL STORE | 6 Way TPN DB Double Door (IHPTPNDD006) | 2 | No. |  | 3126.24 | 6252.48
GANGA ALTUS | ALTUS CENTRAL STORE | 63 Amp 30MA 4 Pole RCCB (IH2R463030) | 1 | No. |  | 1898.38 | 1898.38
GANGA ALTUS | ALTUS CENTRAL STORE | 6A 1 Way Switch | 116 | No. |  | 62.7448 | 7278.4
GANGA ALTUS | ALTUS CENTRAL STORE | 6A One way Switch (1001) | 955 | No. |  | 44.9547 | 42931.71
GANGA ALTUS | ALTUS CENTRAL STORE | 6A Two way Switch (1002) - No. | 267 | No. |  | 76.6924 | 20476.87
GANGA ALTUS | ALTUS CENTRAL STORE | 6A Uni. Socket 1058 (Vinay Corum) | 1482 | No. |  | 87.7174 | 129997.2002
GANGA ALTUS | ALTUS CENTRAL STORE | 6AMP SINGLE POLE MCB (IH21P0C006) | 1332 | No. |  | 108.5386 | 144573.43
GANGA ALTUS | ALTUS CENTRAL STORE | 8 Module C1 H-1108 Support Frame with Cover Plate - No. | 337 | No. |  | 156.2369 | 52651.8349
GANGA ALTUS | ALTUS CENTRAL STORE | 8 Module Box (180008) Hzl | 12 | No. |  | 104.9617 | 1259.54
GANGA ALTUS | ALTUS CENTRAL STORE | 8 Module GI Concealed Box | 20 | No. |  | 103.7935 | 2075.87
GANGA ALTUS | ALTUS CENTRAL STORE | 8 Module Hor. Plate | 1 | No. |  | 162 | 162
GANGA ALTUS | ALTUS CENTRAL STORE | 8 Module Plate Square | 10 | No. |  | 87.475 | 874.75
GANGA ALTUS | ALTUS CENTRAL STORE | 8M Plate (Hzl) H1108 | 8 | No. |  | 153.3225 | 1226.58
GANGA ALTUS | ALTUS CENTRAL STORE | 9 watt Led Bulb | 35 | No. |  | 80.9523 | 2833.33
GANGA ALTUS | ALTUS CENTRAL STORE | AAC Block 650x240x100 - No. | 1350 | No. |  | 65.52 | 88452
GANGA ALTUS | ALTUS CENTRAL STORE | AAC Block 650x240x125 | 1920 | No. |  | 81.9 | 157248
GANGA ALTUS | ALTUS CENTRAL STORE | AAC Block 650x240x150 | 1100 | No. |  | 98.28 | 108108
GANGA ALTUS | ALTUS CENTRAL STORE | AAC Block 650x240x200 | 172 | No. |  | 131.04 | 22538.88
GANGA ALTUS | ALTUS CENTRAL STORE | Aggregate 10mm cft | 1662.64 | Cu.Ft |  | 31.6671 | 52651.0175
GANGA ALTUS | ALTUS CENTRAL STORE | AGLONIMA RED | 2 | No. |  | 470 | 940
GANGA ALTUS | ALTUS CENTRAL STORE | Air Blower Single Phase | 1 | No. |  | 3462.88 | 3462.88
GANGA ALTUS | ALTUS CENTRAL STORE | ALL-9000 tile Adhesive Chemical | 145 | Kgs |  | 300 | 43500
GANGA ALTUS | ALTUS CENTRAL STORE | Alu Armd. Cable 120sqmm x3.5C | 30 | Mtrs |  | 643.104 | 19293.12
GANGA ALTUS | ALTUS CENTRAL STORE | Alu Armd. Cable 300sqmm x 3.5- | 509 | Mtrs |  | 1544.1542 | 785974.5
GANGA ALTUS | ALTUS CENTRAL STORE | Alum. Armd. Cable 50sqmm x 4C | 50 | Mtrs |  | 480.9105 | 24045.525
GANGA ALTUS | ALTUS CENTRAL STORE | Alum. Lugs 6 Sq mm | 180 | No. |  | 100 | 18000
GANGA ALTUS | ALTUS CENTRAL STORE | Alum. Lugs 95 Sq mm Ring type | 10 | No. |  | 13.37 | 133.7
GANGA ALTUS | ALTUS CENTRAL STORE | Aluminium Divertor Box | 8 | No. |  | 1581.2 | 12649.6
GANGA ALTUS | ALTUS CENTRAL STORE | Aluminium Ladder 5 Step | 1 | No. |  | 4175.88 | 4175.88
GANGA ALTUS | ALTUS CENTRAL STORE | Aluminium Levelling Staff 5mtr | 2 | No. |  | 1868.795 | 3737.59
GANGA ALTUS | ALTUS CENTRAL STORE | Aluminium Plumbing groove | 45.96 | Mtrs |  | 572.8725 | 26329.22
GANGA ALTUS | ALTUS CENTRAL STORE | Aluminium Plumbing groove 25mm Width x 30mm Depth | 20.68 | Mtrs |  | 442.5 | 9150.9
GANGA ALTUS | ALTUS CENTRAL STORE | Anchor Fastner 10mmx75mm | 131 | No. |  | 16.6602 | 2182.48
GANGA ALTUS | ALTUS CENTRAL STORE | Anchor Fastner 8mmx75mm | 252 | No. |  | 16.3605 | 4122.85
GANGA ALTUS | ALTUS CENTRAL STORE | Ancona Bruno 600x600 Tiles | 23075.44 | Sq.Ft |  | 40.0743 | 924731.1566
GANGA ALTUS | ALTUS CENTRAL STORE | Angle Cock (F1015201-Cera) | 820 | No. |  | 544.8649 | 446789.25
GANGA ALTUS | ALTUS CENTRAL STORE | Angle Holder | 100 | No. |  | 23.2231 | 2322.31
GANGA ALTUS | ALTUS CENTRAL STORE | Anthurium | 30 | No. |  | 300 | 9000
GANGA ALTUS | ALTUS CENTRAL STORE | Aqua water -20lit | 55 | No. |  | 35 | 1925
GANGA ALTUS | ALTUS CENTRAL STORE | Araldite 1.8kg Set | 56 | set |  | 1334.4219 | 74727.6279
GANGA ALTUS | ALTUS CENTRAL STORE | Arrow Chips (300x300) Code - T816129FA | 2541.91 | Sq.Ft |  | 34.9973 | 88960.0758
GANGA ALTUS | ALTUS CENTRAL STORE | Arrow Chips DK (300x600) Code -T816029DA | 1136.644 | Sq.Ft |  | 36.9894 | 42043.8293
GANGA ALTUS | ALTUS CENTRAL STORE | Arrow Chips DK (300x600) Code - T816129DA | 271.98 | Sq.Ft |  | 36.9929 | 10061.3356
GANGA ALTUS | ALTUS CENTRAL STORE | Arrow Chips LT (300x600) Code - T816129LA | 11280.4404 | Sq.Ft |  | 36.9932 | 417299.265
GANGA ALTUS | ALTUS CENTRAL STORE | ASTM Ball Valve 1" | 187 | No. |  | 118.3739 | 22135.91
GANGA ALTUS | ALTUS CENTRAL STORE | ASTM Ball Valve 1-1/2" | 127 | No. |  | 205.32 | 26075.64
GANGA ALTUS | ALTUS CENTRAL STORE | ASTM Ball Valve 1-1/4" | 461 | No. |  | 145.9611 | 67288.0442
GANGA ALTUS | ALTUS CENTRAL STORE | ASTM Ball Valve 1/2" | 362 | No. |  | 54.0676 | 19572.4763
GANGA ALTUS | ALTUS CENTRAL STORE | ASTM Ball Valve 2" | 43 | No. |  | 319.1684 | 13724.24
GANGA ALTUS | ALTUS CENTRAL STORE | ASTM Ball Valve 2.5" | 2 | No. |  | 873.98 | 1747.96
GANGA ALTUS | ALTUS CENTRAL STORE | ASTM Ball Valve 3" | 8 | No. |  | 2184.2863 | 17474.29
GANGA ALTUS | ALTUS CENTRAL STORE | ASTM Ball Valve 3/4" | 109 | No. |  | 73.9152 | 8056.76
GANGA ALTUS | ALTUS CENTRAL STORE | ASTM Ball Valve 32mm | 16 | No. |  | 145.7775 | 2332.44
GANGA ALTUS | ALTUS CENTRAL STORE | ASTM Ball Valve 4" | 3 | No. |  | 3022.99 | 9068.97
GANGA ALTUS | ALTUS CENTRAL STORE | ASTM Ball Valve 40mm | 32 | No. |  | 205.32 | 6570.24
GANGA ALTUS | ALTUS CENTRAL STORE | ASTM Ball Valve 50mm | 49 | No. |  | 314.8241 | 15426.38
GANGA ALTUS | ALTUS CENTRAL STORE | ASTM Ball Valve 65mm | 4 | No. |  | 873.98 | 3495.92
GANGA ALTUS | ALTUS CENTRAL STORE | ASTM Bend 1" | 9 | No. |  | 36.9578 | 332.62
GANGA ALTUS | ALTUS CENTRAL STORE | ASTM Brass Elbow 1/2" | 4 | No. |  | 64.92 | 259.68
GANGA ALTUS | ALTUS CENTRAL STORE | ASTM Brass FTA 1 1/2" | 67 | No. |  | 202.1048 | 13541.024
GANGA ALTUS | ALTUS CENTRAL STORE | ASTM Brass FTA 1" | 4 | No. |  | 83.325 | 333.3
GANGA ALTUS | ALTUS CENTRAL STORE | ASTM Brass FTA 1-1/4" | 5 | No. |  | 133.138 | 665.69
GANGA ALTUS | ALTUS CENTRAL STORE | ASTM Brass FTA 1/2" | 164 | No. |  | 52.4398 | 8600.126
GANGA ALTUS | ALTUS CENTRAL STORE | ASTM Brass FTA 2" | 4 | No. |  | 242.5535 | 970.214
GANGA ALTUS | ALTUS CENTRAL STORE | ASTM Brass MTA 1 1/2" | 44 | No. |  | 226.8879 | 9983.0687
GANGA ALTUS | ALTUS CENTRAL STORE | ASTM Brass MTA 1" | 124 | No. |  | 104.5473 | 12963.87
GANGA ALTUS | ALTUS CENTRAL STORE | ASTM Brass MTA 1-1/4" | 197 | No. |  | 193.8646 | 38191.3185
GANGA ALTUS | ALTUS CENTRAL STORE | ASTM Brass MTA 1/2" | 921 | No. |  | 48.2094 | 44400.896
GANGA ALTUS | ALTUS CENTRAL STORE | ASTM Brass MTA 2" | 19 | No. |  | 298.7573 | 5676.3883
GANGA ALTUS | ALTUS CENTRAL STORE | ASTM Brass MTA 3/4" | 131 | No. |  | 72.1598 | 9452.93
GANGA ALTUS | ALTUS CENTRAL STORE | ASTM Brass MTA 50mm | 6 | No. |  | 256.582 | 1539.492
GANGA ALTUS | ALTUS CENTRAL STORE | ASTM Brass MTA 65mm | 24 | No. |  | 851.3933 | 20433.44
GANGA ALTUS | ALTUS CENTRAL STORE | ASTM Bushing 2" x 1 1/2" | 27 | No. |  | 15.3624 | 414.784
GANGA ALTUS | ALTUS CENTRAL STORE | ASTM Elbow 1" | 93 | No. |  | 22.7389 | 2114.72
GANGA ALTUS | ALTUS CENTRAL STORE | ASTM Elbow 1-1/2" | 118 | No. |  | 29.6162 | 3494.707
GANGA ALTUS | ALTUS CENTRAL STORE | ASTM Elbow 11/4" | 1532 | No. |  | 23.7031 | 36313.1532
GANGA ALTUS | ALTUS CENTRAL STORE | ASTM Elbow 2" | 161 | No. |  | 47.976 | 7724.138
GANGA ALTUS | ALTUS CENTRAL STORE | ASTM Elbow 2.5" | 2 | No. |  | 126.815 | 253.63
GANGA ALTUS | ALTUS CENTRAL STORE | ASTM Elbow 3" | 22 | No. |  | 191.7041 | 4217.49
GANGA ALTUS | ALTUS CENTRAL STORE | ASTM Elbow 3/4" | 170 | No. |  | 8.6208 | 1465.54
GANGA ALTUS | ALTUS CENTRAL STORE | ASTM Elbow 32mm | 64 | No. |  | 23.6802 | 1515.532
GANGA ALTUS | ALTUS CENTRAL STORE | ASTM Elbow 4" | 14 | No. |  | 325.152 | 4552.128
GANGA ALTUS | ALTUS CENTRAL STORE | ASTM Elbow 40mm | 128 | No. |  | 31.893 | 4082.31
GANGA ALTUS | ALTUS CENTRAL STORE | ASTM Elbow 50mm | 217 | No. |  | 47.8738 | 10388.607
GANGA ALTUS | ALTUS CENTRAL STORE | ASTM Elbow 65mm | 100 | No. |  | 97.6296 | 9762.96
GANGA ALTUS | ALTUS CENTRAL STORE | ASTM Elbow 90 degree 1 1/2" | 50 | No. |  | 28.2314 | 1411.57
GANGA ALTUS | ALTUS CENTRAL STORE | ASTM Elbow 90 degree 1 1/4" | 70 | No. |  | 20.9426 | 1465.98
GANGA ALTUS | ALTUS CENTRAL STORE | ASTM Elbow 90 degree 1" | 50 | No. |  | 13.4828 | 674.14
GANGA ALTUS | ALTUS CENTRAL STORE | ASTM Elbow 90 degree 1/2" | 500 | No. |  | 6.0227 | 3011.36
GANGA ALTUS | ALTUS CENTRAL STORE | ASTM End Cap 1/2" | 135 | No. |  | 3.647 | 492.34
GANGA ALTUS | ALTUS CENTRAL STORE | ASTM End Cap 11/4" | 635 | No. |  | 13.1146 | 8327.8
GANGA ALTUS | ALTUS CENTRAL STORE | ASTM End Cap 2" | 10 | No. |  | 82.1554 | 821.5536
GANGA ALTUS | ALTUS CENTRAL STORE | ASTM End cap 3" | 2 | No. |  | 100 | 200
GANGA ALTUS | ALTUS CENTRAL STORE | ASTM End Cap 3/4" | 53 | No. |  | 4.7285 | 250.61
GANGA ALTUS | ALTUS CENTRAL STORE | ASTM End Cap 32mm | 8 | No. |  | 11.9095 | 95.276
GANGA ALTUS | ALTUS CENTRAL STORE | ASTM End Cap 40mm | 7 | No. |  | 15.3294 | 107.306
GANGA ALTUS | ALTUS CENTRAL STORE | ASTM End Cap 50mm | 23 | No. |  | 23.5438 | 541.508
GANGA ALTUS | ALTUS CENTRAL STORE | ASTM End Plug 1/2" | 6 | No. |  | 2.7 | 16.2
GANGA ALTUS | ALTUS CENTRAL STORE | ASTM FLANG 4" | 2 | No. |  | 573.01 | 1146.02
GANGA ALTUS | ALTUS CENTRAL STORE | ASTM FTA 1" | 3 | No. |  | 8.82 | 26.46
GANGA ALTUS | ALTUS CENTRAL STORE | ASTM FTA 1-1/2 | 2 | No. |  | 16.17 | 32.34
GANGA ALTUS | ALTUS CENTRAL STORE | ASTM FTA 1-1/4" | 4 | No. |  | 34.8825 | 139.53
GANGA ALTUS | ALTUS CENTRAL STORE | ASTM FTA 1/2" | 7 | No. |  | 49.6 | 347.2
GANGA ALTUS | ALTUS CENTRAL STORE | ASTM MTA 1-1/2" | 5 | No. |  | 220.4 | 1102
GANGA ALTUS | ALTUS CENTRAL STORE | ASTM MTA 1-1/4" | 7 | No. |  | 20.67 | 144.69
GANGA ALTUS | ALTUS CENTRAL STORE | ASTM Pipe 1" x 10fts | 211 | No. |  | 256.7457 | 54173.3483
GANGA ALTUS | ALTUS CENTRAL STORE | ASTM Pipe 1-1/2" x 10fts | 515 | No. |  | 447.2559 | 230336.8142
GANGA ALTUS | ALTUS CENTRAL STORE | ASTM Pipe 1/2" x 10 fts | 276 | No. |  | 139.2231 | 38425.5629
GANGA ALTUS | ALTUS CENTRAL STORE | ASTM Pipe 11/4" x 10 fts | 889 | No. |  | 369.9224 | 328861.0274
GANGA ALTUS | ALTUS CENTRAL STORE | ASTM Pipe 2" x 10fts | 95 | No. |  | 592.3872 | 56276.786
GANGA ALTUS | ALTUS CENTRAL STORE | ASTM Pipe 3" x 10fts | 4.5 | No. |  | 1249.9133 | 5624.61
GANGA ALTUS | ALTUS CENTRAL STORE | ASTM Pipe 3/4" x 10 fts | 139 | No. |  | 176.8211 | 24578.1286
GANGA ALTUS | ALTUS CENTRAL STORE | ASTM Pipe 4" x 10fts | 37 | No. |  | 2364.8189 | 87498.3
GANGA ALTUS | ALTUS CENTRAL STORE | ASTM Pipe Branch 3/4" x 10fts - No. | 17 | No. |  | 171.3442 | 2912.851
GANGA ALTUS | ALTUS CENTRAL STORE | ASTM Plain Elbow 1-1/2" | 27 | No. |  | 62.2333 | 1680.3
GANGA ALTUS | ALTUS CENTRAL STORE | ASTM Red Bush 1/2" x 3/4" - No | 2 | No. |  | 3.41 | 6.82
GANGA ALTUS | ALTUS CENTRAL STORE | ASTM Red. Bush 1" x 1/2" | 15 | No. |  | 6.8147 | 102.22
GANGA ALTUS | ALTUS CENTRAL STORE | ASTM Red. Bush 1-1/2" x 1" | 5 | No. |  | 12.05 | 60.25
GANGA ALTUS | ALTUS CENTRAL STORE | ASTM Red. Bush 1-1/2" x 1-1/4" | 103 | No. |  | 5.9881 | 616.7692
GANGA ALTUS | ALTUS CENTRAL STORE | ASTM Red. Bush 1-1/2" x 1/2" | 14 | No. |  | 20.2179 | 283.05
GANGA ALTUS | ALTUS CENTRAL STORE | ASTM Red. Bush 11/4" x 1/2" | 37 | No. |  | 27.9292 | 1033.38
GANGA ALTUS | ALTUS CENTRAL STORE | ASTM Red. Bush 11/4" x 3/4" | 43 | No. |  | 7.831 | 336.733
GANGA ALTUS | ALTUS CENTRAL STORE | ASTM Red. Bush 2" x 1" | 6 | No. |  | 100 | 600
GANGA ALTUS | ALTUS CENTRAL STORE | ASTM Red. Bush 2" x 11/4" - | 4 | No. |  | 15.162 | 60.648
GANGA ALTUS | ALTUS CENTRAL STORE | ASTM Red. Bush 2" x 3/4" | 2 | No. |  | 20 | 40
GANGA ALTUS | ALTUS CENTRAL STORE | ASTM Red. Socket 2""x11/4" - | 1 | No. |  | 25.89 | 25.89
GANGA ALTUS | ALTUS CENTRAL STORE | ASTM Red. Socket 1" x 1/2" | 8 | No. |  | 16.0612 | 128.49
GANGA ALTUS | ALTUS CENTRAL STORE | ASTM Red. Socket 1" x 3/4" | 34 | No. |  | 9.4374 | 320.87
GANGA ALTUS | ALTUS CENTRAL STORE | ASTM Red. Socket 11/2"X11/4" | 20 | No. |  | 18.1715 | 363.43
GANGA ALTUS | ALTUS CENTRAL STORE | ASTM Red. Socket 11/4" x 1" | 40 | No. |  | 14.0305 | 561.22
GANGA ALTUS | ALTUS CENTRAL STORE | ASTM Red. Socket 3/4"X1/2" | 23 | No. |  | 48.1639 | 1107.77
GANGA ALTUS | ALTUS CENTRAL STORE | ASTM Red.Bushing 11/4" X 1" | 3 | No. |  | 6.79 | 20.37
GANGA ALTUS | ALTUS CENTRAL STORE | ASTM Reducer Bushing 1 1/4" x 1 1/2" | 84 | No. |  | 6.8782 | 577.7688
GANGA ALTUS | ALTUS CENTRAL STORE | ASTM Reducer Bushing 4"x3" | 2 | No. |  | 228.92 | 457.84
GANGA ALTUS | ALTUS CENTRAL STORE | Astm Reducer Socket 11/4"x1/2" | 108 | No. |  | 18.9169 | 2043.028
GANGA ALTUS | ALTUS CENTRAL STORE | ASTM Reducer Tee 1" x 1/2" | 92 | No. |  | 18.0222 | 1658.04
GANGA ALTUS | ALTUS CENTRAL STORE | ASTM Reducer Tee 1" x 3/4" | 32 | No. |  | 19.3049 | 617.758
GANGA ALTUS | ALTUS CENTRAL STORE | ASTM Reducer Tee 1-1/2"x1" | 92 | No. |  | 41.965 | 3860.78
GANGA ALTUS | ALTUS CENTRAL STORE | ASTM Reducer Tee 1-1/2"x1-1/4" | 161 | No. |  | 41.6906 | 6712.182
GANGA ALTUS | ALTUS CENTRAL STORE | ASTM Reducer Tee 11/2" x 1/2" | 230 | No. |  | 41.145 | 9463.345
GANGA ALTUS | ALTUS CENTRAL STORE | ASTM Reducer Tee 11/4" x 1/2" | 291 | No. |  | 30.3756 | 8839.286
GANGA ALTUS | ALTUS CENTRAL STORE | ASTM Reducer Tee 11/4" x 3/4" | 67 | No. |  | 28.8916 | 1935.74
GANGA ALTUS | ALTUS CENTRAL STORE | ASTM Reducer Tee 2" x 1/2" | 9 | No. |  | 115.1751 | 1036.5759
GANGA ALTUS | ALTUS CENTRAL STORE | ASTM Reducer Tee 2" x 11/4" | 83 | No. |  | 60.8861 | 5053.55
GANGA ALTUS | ALTUS CENTRAL STORE | ASTM Reducer Tee 2-1/2" x 2" | 2 | No. |  | 109.403 | 218.806
GANGA ALTUS | ALTUS CENTRAL STORE | ASTM Reducer Tee 3/4" x 1/2" | 143 | No. |  | 12.1217 | 1733.402
GANGA ALTUS | ALTUS CENTRAL STORE | ASTM Reducer Tee 4" x 2" | 2 | No. |  | 265.715 | 531.43
GANGA ALTUS | ALTUS CENTRAL STORE | ASTM Reducer Tee 50 mm x 32 mm | 4 | No. |  | 62.821 | 251.284
GANGA ALTUS | ALTUS CENTRAL STORE | ASTM Reducer Tee 65 mm x 50 mm | 48 | No. |  | 120.8651 | 5801.524
GANGA ALTUS | ALTUS CENTRAL STORE | ASTM Reducer Tee 65 X 40mm | 32 | No. |  | 120.8649 | 3867.676
GANGA ALTUS | ALTUS CENTRAL STORE | ASTM Shoe Bend 1 1/4" (32mm) | 825 | No. |  | 22.005 | 18154.1348
GANGA ALTUS | ALTUS CENTRAL STORE | ASTM Shoe Bend 1" | 20 | No. |  | 21.148 | 422.96
GANGA ALTUS | ALTUS CENTRAL STORE | ASTM Shoe Bend 1-1/2" | 11 | No. |  | 24.2451 | 266.696
GANGA ALTUS | ALTUS CENTRAL STORE | ASTM Shoe Bend 1/2" | 125 | No. |  | 5.5565 | 694.565
GANGA ALTUS | ALTUS CENTRAL STORE | ASTM Socket 1" | 10 | No. |  | 16.5086 | 165.0864
GANGA ALTUS | ALTUS CENTRAL STORE | ASTM Socket 1-1/2" | 179 | No. |  | 17.349 | 3105.464
GANGA ALTUS | ALTUS CENTRAL STORE | ASTM Socket 1/2" | 28 | No. |  | 4.6246 | 129.488
GANGA ALTUS | ALTUS CENTRAL STORE | ASTM Socket 11/4" | 706 | No. |  | 16.0546 | 11334.5805
GANGA ALTUS | ALTUS CENTRAL STORE | ASTM Socket 2" | 45 | No. |  | 29.755 | 1338.9742
GANGA ALTUS | ALTUS CENTRAL STORE | ASTM Socket 3/4" | 14 | No. |  | 6.0707 | 84.99
GANGA ALTUS | ALTUS CENTRAL STORE | ASTM Socket 32mm | 16 | No. |  | 15.57 | 249.12
GANGA ALTUS | ALTUS CENTRAL STORE | ASTM Socket 4" | 39 | No. |  | 229.0144 | 8931.56
GANGA ALTUS | ALTUS CENTRAL STORE | ASTM Socket 40mm | 32 | No. |  | 19.0945 | 611.024
GANGA ALTUS | ALTUS CENTRAL STORE | ASTM Socket 50mm | 88 | No. |  | 29.6345 | 2607.832
GANGA ALTUS | ALTUS CENTRAL STORE | ASTM Socket 65mm | 172 | No. |  | 60.2957 | 10370.856
GANGA ALTUS | ALTUS CENTRAL STORE | ASTM Sollution (Black) 472ml | 3 | No. |  | 335.7033 | 1007.11
GANGA ALTUS | ALTUS CENTRAL STORE | ASTM Solvent Cement 237ml | 79 | No. |  | 179.9972 | 14219.78
GANGA ALTUS | ALTUS CENTRAL STORE | ASTM Solvent Cement 472ml | 25 | No. |  | 431.0828 | 10777.07
GANGA ALTUS | ALTUS CENTRAL STORE | ASTM Solvent Cement 717 Black - 946 ml | 249 | No. |  | 938.4087 | 233663.76
GANGA ALTUS | ALTUS CENTRAL STORE | ASTM Tank Nipple 11/4" | 2 | No. |  | 107.995 | 215.99
GANGA ALTUS | ALTUS CENTRAL STORE | ASTM Tank Nipple 2" | 5 | No. |  | 254.104 | 1270.52
GANGA ALTUS | ALTUS CENTRAL STORE | ASTM Tee 1" | 65 | No. |  | 19.1417 | 1244.21
GANGA ALTUS | ALTUS CENTRAL STORE | ASTM Tee 1-1/2" | 32 | No. |  | 41.03 | 1312.96
GANGA ALTUS | ALTUS CENTRAL STORE | ASTM Tee 1/2" | 69 | No. |  | 7.6995 | 531.2655
GANGA ALTUS | ALTUS CENTRAL STORE | ASTM Tee 11/4" | 178 | No. |  | 35.161 | 6258.65
GANGA ALTUS | ALTUS CENTRAL STORE | ASTM Tee 2" | 34 | No. |  | 72.2455 | 2456.348
GANGA ALTUS | ALTUS CENTRAL STORE | ASTM Tee 32mm | 8 | No. |  | 32.3035 | 258.428
GANGA ALTUS | ALTUS CENTRAL STORE | ASTM Tee 4" | 5 | No. |  | 559.922 | 2799.61
GANGA ALTUS | ALTUS CENTRAL STORE | ASTM Tee 40mm | 8 | No. |  | 41.818 | 334.544
GANGA ALTUS | ALTUS CENTRAL STORE | ASTM Tee 50 mm | 24 | No. |  | 69.4667 | 1667.2
GANGA ALTUS | ALTUS CENTRAL STORE | ASTM Union 1" | 5 | No. |  | 33.1 | 165.5
GANGA ALTUS | ALTUS CENTRAL STORE | ASTM Union 2" | 2 | No. |  | 258.89 | 517.78
GANGA ALTUS | ALTUS CENTRAL STORE | Baby Latch 4" | 7 | No. |  | 555.2786 | 3886.95
GANGA ALTUS | ALTUS CENTRAL STORE | Barricating Tape | 19 | ROLL |  | 298.3047 | 5667.79
GANGA ALTUS | ALTUS CENTRAL STORE | Bath Spout (F1015661-Cera) | 360 | No. |  | 644.4252 | 231993.075
GANGA ALTUS | ALTUS CENTRAL STORE | Beam Mould 150 X 150 X 700mm | 6 | No. |  | 5339.9583 | 32039.75
GANGA ALTUS | ALTUS CENTRAL STORE | Bedroom Door Shutter (35mm) 2225mm(H)x950mm(W) | 29 | No. |  | 6758.9466 | 196009.4514
GANGA ALTUS | ALTUS CENTRAL STORE | Bedroom Frame set 2250(H)x10000(W)x4.5" | 41 | No. |  | 4540.0503 | 186142.0604
GANGA ALTUS | ALTUS CENTRAL STORE | Berger Enamel Paint white Gloss Finish | 20 | Ltrs |  | 273.537 | 5470.74
GANGA ALTUS | ALTUS CENTRAL STORE | Berger paint Blue Thunder 2968-A | 20 | Ltrs |  | 366.434 | 7328.68
GANGA ALTUS | ALTUS CENTRAL STORE | Bib Cock (F1015151-Cera) | 3 | No. |  | 432.3222 | 1296.9665
GANGA ALTUS | ALTUS CENTRAL STORE | Binding Wire | 612.002 | Kgs |  | 78.024 | 47750.8607
GANGA ALTUS | ALTUS CENTRAL STORE | Bioflex Grey | 107 | Bags |  | 1056.1 | 113002.7
GANGA ALTUS | ALTUS CENTRAL STORE | Biotile | 558 | Bags |  | 448.4 | 250207.2
GANGA ALTUS | ALTUS CENTRAL STORE | Blank Plate | 2 | No. |  | 21.52 | 43.04
GANGA ALTUS | ALTUS CENTRAL STORE | Bleaching Powder | 125 | Kgs |  | 32.1662 | 4020.78
GANGA ALTUS | ALTUS CENTRAL STORE | Bondit 151 | 399.99 | Kgs |  | 164.6552 | 65860.4236
GANGA ALTUS | ALTUS CENTRAL STORE | Brass Ball Valve 1 1/4" | 2 | No. |  | 781.335 | 1562.67
GANGA ALTUS | ALTUS CENTRAL STORE | Brass Ball Valve 2 1/2" | 1 | No. |  | 4294.46 | 4294.46
GANGA ALTUS | ALTUS CENTRAL STORE | Brown Tape 2" | 353 | No. |  | 29.5129 | 10418.0603
GANGA ALTUS | ALTUS CENTRAL STORE | Bullet Fastner 10mm | 1324 | No. |  | 5.3364 | 7065.38
GANGA ALTUS | ALTUS CENTRAL STORE | Bullet Fastner 8mm | 1126 | No. |  | 4.8461 | 5456.7186
GANGA ALTUS | ALTUS CENTRAL STORE | Butt Hinges 4"(L)x3"(W)x2.5mm Thick | 1462 | No. |  | 114.6902 | 167677.03
GANGA ALTUS | ALTUS CENTRAL STORE | Cable Tray | 8 | No. |  | 100 | 800
GANGA ALTUS | ALTUS CENTRAL STORE | Calyx Blue (300x300) Code - T813125FA | 13271.856 | Sq.Ft |  | 34.9987 | 464498.1299
GANGA ALTUS | ALTUS CENTRAL STORE | Casing Caping 1" | 283 | No. |  | 55.3601 | 15666.9086
GANGA ALTUS | ALTUS CENTRAL STORE | Cast Nylon Rod OD100MM x L200MM | 7 | No. |  | 844.4186 | 5910.93
GANGA ALTUS | ALTUS CENTRAL STORE | Cast Nylon Rod OD150MM x L200MM | 4 | No. |  | 1879.1275 | 7516.51
GANGA ALTUS | ALTUS CENTRAL STORE | Cast Nylon Rod OD50MM x L100MM | 5 | No. |  | 101.092 | 505.46
GANGA ALTUS | ALTUS CENTRAL STORE | Cast Nylon Rod OD50MM x L200MM | 7 | No. |  | 225.9714 | 1581.8
GANGA ALTUS | ALTUS CENTRAL STORE | Cat-6 Lan Cable | 305 | Mtrs |  | 28.025 | 8547.625
GANGA ALTUS | ALTUS CENTRAL STORE | Ceiling Light | 1 | No. |  | 100 | 100
GANGA ALTUS | ALTUS CENTRAL STORE | Ceiling Rose | 548 | No. |  | 22.0153 | 12064.3938
GANGA ALTUS | ALTUS CENTRAL STORE | Cement 43 Grade | 374.99 | Bags |  | 340.0281 | 127507.1211
GANGA ALTUS | ALTUS CENTRAL STORE | Cement 53 Grade | 600 | Bags |  | 364.9997 | 218999.82
GANGA ALTUS | ALTUS CENTRAL STORE | Cement Loose 53 Grade | 117.975 | Metric Tonnes |  | 7551.078 | 890838.4286
GANGA ALTUS | ALTUS CENTRAL STORE | Cera Garnet Bib Cock (F2002153) | 162 | No. |  | 605.2606 | 98052.21
GANGA ALTUS | ALTUS CENTRAL STORE | Channel Patti 35mm x15mmx2.5M | 114 | No. |  | 156.6158 | 17854.2
GANGA ALTUS | ALTUS CENTRAL STORE | Chicken Mesh | 7 | Bundle |  | 195.7643 | 1370.35
GANGA ALTUS | ALTUS CENTRAL STORE | Common Meter panel | 2 | No. |  | 167088.865 | 334177.73
GANGA ALTUS | ALTUS CENTRAL STORE | COMPUTER | 4 | No. |  | 29972 | 119888
GANGA ALTUS | ALTUS CENTRAL STORE | Connector | 245 | No. |  | 40.6084 | 9949.07
GANGA ALTUS | ALTUS CENTRAL STORE | Conplast WL Fosroc (20 lit/Bucket) | 118.991 | Ltrs |  | 94.4 | 11232.7481
GANGA ALTUS | ALTUS CENTRAL STORE | Copper Armd cable 2.5sqmm 2cor | 269 | Mtrs |  | 133.8337 | 36001.27
GANGA ALTUS | ALTUS CENTRAL STORE | Copper Flexi. cable2.5sqmmx2C | 200 | Mtrs |  | 60.51 | 12102
GANGA ALTUS | ALTUS CENTRAL STORE | Copper Flexi. cable2.5sqmmx3C | 100 | Mtrs |  | 116.7432 | 11674.32
GANGA ALTUS | ALTUS CENTRAL STORE | Copper Flexi. cable2.5sqmmx4C | 1000 | Mtrs |  | 117.248 | 117248
GANGA ALTUS | ALTUS CENTRAL STORE | Copper Flexi. cable6sqmmx4C | 200 | Mtrs |  | 279.07 | 55814
GANGA ALTUS | ALTUS CENTRAL STORE | Corum Blank Plate | 154 | No. |  | 100 | 15400
GANGA ALTUS | ALTUS CENTRAL STORE | Cotton waste | 28.5 | Kgs |  | 47.25 | 1346.625
GANGA ALTUS | ALTUS CENTRAL STORE | CP Extension Piece 1/2"x1" - | 15 | No. |  | 47.2 | 708
GANGA ALTUS | ALTUS CENTRAL STORE | CP 2 way Bibcock Cera - (F1015163) | 3 | No. |  | 702.7529 | 2108.2586
GANGA ALTUS | ALTUS CENTRAL STORE | CP Angle Valve 22009000 | 1 | No. |  | 687.5 | 687.5
GANGA ALTUS | ALTUS CENTRAL STORE | CP Angle Valve 2201600m | 2 | No. |  | 450 | 900
GANGA ALTUS | ALTUS CENTRAL STORE | CP Angle Valve 2201700m | 2 | No. |  | 480 | 960
GANGA ALTUS | ALTUS CENTRAL STORE | CP Basin Mixer- 20287000 | 1 | No. |  | 100 | 100
GANGA ALTUS | ALTUS CENTRAL STORE | CP Basin Mixer- 20290000 | 2 | No. |  | 100 | 200
GANGA ALTUS | ALTUS CENTRAL STORE | CP Bath Tub Spout 13257000 | 1 | No. |  | 100 | 100
GANGA ALTUS | ALTUS CENTRAL STORE | CP Bib Cock 20235000 | 1 | No. |  | 1036 | 1036
GANGA ALTUS | ALTUS CENTRAL STORE | CP Connection Tube 29049000 | 1 | No. |  | 100 | 100
GANGA ALTUS | ALTUS CENTRAL STORE | CP Extension Piece 1/2" x 1" | 777 | No. |  | 63.8547 | 49615.11
GANGA ALTUS | ALTUS CENTRAL STORE | CP Extension Piece 1" | 38 | No. |  | 65.2511 | 2479.54
GANGA ALTUS | ALTUS CENTRAL STORE | CP Handshower 27367000 | 1 | No. |  | 100 | 100
GANGA ALTUS | ALTUS CENTRAL STORE | CP Handshower 27663000 | 1 | No. |  | 100 | 100
GANGA ALTUS | ALTUS CENTRAL STORE | CP S/L Basin Mixer 32250000 | 1 | No. |  | 100 | 100
GANGA ALTUS | ALTUS CENTRAL STORE | CP S/L Basin Mixer 32901000 | 1 | No. |  | 100 | 100
GANGA ALTUS | ALTUS CENTRAL STORE | CP S/L Bath-sh mixer 19285000 | 1 | No. |  | 100 | 100
GANGA ALTUS | ALTUS CENTRAL STORE | CP S/L Bath-Sh Mixer- 29045000 | 4 | No. |  | 100 | 400
GANGA ALTUS | ALTUS CENTRAL STORE | CP S/L Concealed Body 33963000 | 1 | No. |  | 350 | 350
GANGA ALTUS | ALTUS CENTRAL STORE | CP Shower outlet elbow28628000 | 1 | No. |  | 80 | 80
GANGA ALTUS | ALTUS CENTRAL STORE | CP Shower Rose-27064000 | 1 | No. |  | 100 | 100
GANGA ALTUS | ALTUS CENTRAL STORE | CP Shower Set 27277000 | 1 | No. |  | 100 | 100
GANGA ALTUS | ALTUS CENTRAL STORE | Crush Sand | 4106.2206 | Cu.Ft |  | 35.0629 | 143976.1902
GANGA ALTUS | ALTUS CENTRAL STORE | CT Coil 1000/5 Ring type | 9 | No. |  | 1465.2767 | 13187.49
GANGA ALTUS | ALTUS CENTRAL STORE | Curing Pipe 3/4" | 3 | Bundle |  | 959.1933 | 2877.58
GANGA ALTUS | ALTUS CENTRAL STORE | Cylendrical knob lock ss 304 keyless 911.83.681 | 7 | No. |  | 1010.7714 | 7075.4
GANGA ALTUS | ALTUS CENTRAL STORE | CYLINDRICAL 60/70MMBS CA5122 US32D | 217 | No. |  | 576.5854 | 125119.0287
GANGA ALTUS | ALTUS CENTRAL STORE | Cylindrical Lock with Key - Yale (CA5147 US32D) | 279 | No. |  | 525.1 | 146502.9
GANGA ALTUS | ALTUS CENTRAL STORE | Cylindrical Lock Without Key | 2 | No. |  | 340 | 680
GANGA ALTUS | ALTUS CENTRAL STORE | D Shackle 10Ton capacity | 2 | No. |  | 849.02 | 1698.04
GANGA ALTUS | ALTUS CENTRAL STORE | D Shackle 5Ton capacity | 10 | No. |  | 314.989 | 3149.89
GANGA ALTUS | ALTUS CENTRAL STORE | D-Handle 18" | 2 | No. |  | 3191.15 | 6382.3
GANGA ALTUS | ALTUS CENTRAL STORE | Danger Board | 10 | No. |  | 158.738 | 1587.38
GANGA ALTUS | ALTUS CENTRAL STORE | Desktop Assembled | 1 | set |  | 29972 | 29972
GANGA ALTUS | ALTUS CENTRAL STORE | Dewatering Pumps | 1 | No. |  | 82836 | 82836
GANGA ALTUS | ALTUS CENTRAL STORE | DG Distribution Panel | 1 | Job |  | 749300 | 749300
GANGA ALTUS | ALTUS CENTRAL STORE | DG Set 320kVA | 1 | No. |  | 2625500 | 2625500
GANGA ALTUS | ALTUS CENTRAL STORE | DG Set 380KVA | 1 | No. |  | 3274500 | 3274500
GANGA ALTUS | ALTUS CENTRAL STORE | Difanbicia | 2 | No. |  | 300 | 600
GANGA ALTUS | ALTUS CENTRAL STORE | Direct Driven Axial Fans (TDA1000/14AA/7-7/24 Deg | 4 | No. |  | 105061.9075 | 420247.63
GANGA ALTUS | ALTUS CENTRAL STORE | Dist Transformer 200KVA 22/0.43 Indoor Type | 1 | No. |  | 613600 | 613600
GANGA ALTUS | ALTUS CENTRAL STORE | Distribution Panel | 2 | No. |  | 490372.715 | 980745.43
GANGA ALTUS | ALTUS CENTRAL STORE | Domestic Pump (Terrace Booster) | 1 | No. |  | 499140 | 499140
GANGA ALTUS | ALTUS CENTRAL STORE | Domestic Pumps | 1 | No. |  | 452943 | 452943
GANGA ALTUS | ALTUS CENTRAL STORE | Domestic Pumps. | 1 | set |  | 104076 | 104076
GANGA ALTUS | ALTUS CENTRAL STORE | Domestic Terrace Booster Pump.. | 1 | set |  | 104076 | 104076
GANGA ALTUS | ALTUS CENTRAL STORE | Door Closer | 2 | No. |  | 8839.105 | 17678.21
GANGA ALTUS | ALTUS CENTRAL STORE | Door Stopper | 2 | No. |  | 333.16 | 666.32
GANGA ALTUS | ALTUS CENTRAL STORE | DPx 16 enclosure box 607944 | 6 | No. |  | 434.2517 | 2605.51
GANGA ALTUS | ALTUS CENTRAL STORE | DTC Meter with Box | 3 | No. |  | 6471.64 | 19414.92
GANGA ALTUS | ALTUS CENTRAL STORE | Dummy Plate | 21 | No. |  | 21.0486 | 442.02
GANGA ALTUS | ALTUS CENTRAL STORE | Duro N 50 | 2 | No. |  | 890 | 1780
GANGA ALTUS | ALTUS CENTRAL STORE | Earth Tester | 1 | No. |  | 6844 | 6844
GANGA ALTUS | ALTUS CENTRAL STORE | EC Allum. 65x65mm x1250mm long | 3 | No. |  | 690.3 | 2070.9
GANGA ALTUS | ALTUS CENTRAL STORE | ELCB 4 Pole 40AMP 500MA | 1 | No. |  | 5713.84 | 5713.84
GANGA ALTUS | ALTUS CENTRAL STORE | ELCB 4 Pole 63 AMP 500MA | 6 | No. |  | 3969.35 | 23816.1
GANGA ALTUS | ALTUS CENTRAL STORE | Encloser Box 3 Pole 507805 | 2 | No. |  | 100 | 200
GANGA ALTUS | ALTUS CENTRAL STORE | Encloser Box 4 Pole | 1 | No. |  | 100 | 100
GANGA ALTUS | ALTUS CENTRAL STORE | Exhaust Fan 10"x10" | 8 | No. |  | 1359.625 | 10877
GANGA ALTUS | ALTUS CENTRAL STORE | Exhaust Fan 8" | 2 | No. |  | 1298 | 2596
GANGA ALTUS | ALTUS CENTRAL STORE | Eye Piece | 3 | No. |  | 20 | 60
GANGA ALTUS | ALTUS CENTRAL STORE | Eye piece V0401A US15 | 208 | No. |  | 387.4778 | 80595.39
GANGA ALTUS | ALTUS CENTRAL STORE | Fan Hook (Double Fastner) | 3 | No. |  | 30.2633 | 90.79
GANGA ALTUS | ALTUS CENTRAL STORE | Fan Rod Clamp | 4 | No. |  | 37.88 | 151.52
GANGA ALTUS | ALTUS CENTRAL STORE | Fan Step Regulator | 13 | No. |  | 289.6069 | 3764.89
GANGA ALTUS | ALTUS CENTRAL STORE | Fan step Regulator (1075) | 211 | No. |  | 271.236 | 57230.8
GANGA ALTUS | ALTUS CENTRAL STORE | Fibre Mesh | 12 | ROLL |  | 294.0342 | 3528.41
GANGA ALTUS | ALTUS CENTRAL STORE | Fire Bucket 4 No and M.S. Stand With canopy | 1 | set |  | 2814.97 | 2814.97
GANGA ALTUS | ALTUS CENTRAL STORE | Fire door with shutter 1100x2400mm Single Leaf - No. | 13 | No. |  | 24544 | 319072
GANGA ALTUS | ALTUS CENTRAL STORE | Fire Exting. Refilling ABC 5Kg | 14 | No. |  | 559.8336 | 7837.67
GANGA ALTUS | ALTUS CENTRAL STORE | Fire Extinguisher ABC 6Kg | 2 | No. |  | 987.705 | 1975.41
GANGA ALTUS | ALTUS CENTRAL STORE | Fire Extinguisher CO2 (4.5kg) | 2 | No. |  | 4382.95 | 8765.9
GANGA ALTUS | ALTUS CENTRAL STORE | FIS EM 390S | 1 | Pack |  | 2336.4 | 2336.4
GANGA ALTUS | ALTUS CENTRAL STORE | Flexible Pipe 1-1/4" x 2fts | 300 | No. |  | 60.6076 | 18182.27
GANGA ALTUS | ALTUS CENTRAL STORE | Flexible Pipe 1-1/4" x 3fts | 24 | No. |  | 97.6825 | 2344.38
GANGA ALTUS | ALTUS CENTRAL STORE | Floor Trap (White) | 3 | No. |  | 83.7733 | 251.32
GANGA ALTUS | ALTUS CENTRAL STORE | Floor Trap Jali Popup 45218 | 6 | No. |  | 695 | 4170
GANGA ALTUS | ALTUS CENTRAL STORE | Floor Trap Jali with cover 150mmx150mm (Grey Colour) | 762 | No. |  | 45.1044 | 34369.58
GANGA ALTUS | ALTUS CENTRAL STORE | Flush Valve (F8010203-Cera) | 76 | No. |  | 2737.4371 | 208045.22
GANGA ALTUS | ALTUS CENTRAL STORE | Flushing Pump (Terrace Booster) | 1 | No. |  | 528238.8 | 528238.8
GANGA ALTUS | ALTUS CENTRAL STORE | Flushing Pumps | 1 | No. |  | 329751 | 329751
GANGA ALTUS | ALTUS CENTRAL STORE | Flushing Pumps. | 1 | set |  | 104076 | 104076
GANGA ALTUS | ALTUS CENTRAL STORE | Flushing Terrace Booster Pump.. | 1 | set |  | 104076 | 104076
GANGA ALTUS | ALTUS CENTRAL STORE | FlyAsh Bricks 3"x4"x9" | 4500 | No. |  | 8.064 | 36288
GANGA ALTUS | ALTUS CENTRAL STORE | Foam Sheet 20mm ( 3'x6') - Sq.Ft | 2580.65 | Sq.Ft |  | 11.7281 | 30266.0946
GANGA ALTUS | ALTUS CENTRAL STORE | Foam Sheet 3mm thk. (6.5x4) | 738 | Sq.Ft |  | 1.3008 | 959.9706
GANGA ALTUS | ALTUS CENTRAL STORE | G.I. Barrel Piece 1 1/4" x 6" | 4 | No. |  | 55.56 | 222.24
GANGA ALTUS | ALTUS CENTRAL STORE | G.I.Flanges 2.5" - No. | 4 | No. |  | 335.355 | 1341.42
GANGA ALTUS | ALTUS CENTRAL STORE | G.I.Flanges 3" | 12 | No. |  | 451.4383 | 5417.26
GANGA ALTUS | ALTUS CENTRAL STORE | Gate Pass Book | 1 | No. |  | 105 | 105
GANGA ALTUS | ALTUS CENTRAL STORE | Gearbox Fitting Charges | 1 | No. |  | 5487 | 5487
GANGA ALTUS | ALTUS CENTRAL STORE | Ghamela | 16 | No. |  | 80 | 1280
GANGA ALTUS | ALTUS CENTRAL STORE | GI Bend 1 1/2" | 2 | No. |  | 312.61 | 625.22
GANGA ALTUS | ALTUS CENTRAL STORE | GI Bracket 3"x6" | 476 | No. |  | 39.4546 | 18780.4
GANGA ALTUS | ALTUS CENTRAL STORE | GI Bracket 6"X2" | 555 | No. |  | 33.0138 | 18322.6362
GANGA ALTUS | ALTUS CENTRAL STORE | GI Bracket 9"X4" | 2 | No. |  | 60 | 120
GANGA ALTUS | ALTUS CENTRAL STORE | GI C Bracket 2"x6" | 12 | No. |  | 39.81 | 477.72
GANGA ALTUS | ALTUS CENTRAL STORE | GI C Bracket 3"x6" | 12 | No. |  | 46.1225 | 553.47
GANGA ALTUS | ALTUS CENTRAL STORE | GI C Bracket 4" x 12" | 246 | No. |  | 82.6 | 20319.6
GANGA ALTUS | ALTUS CENTRAL STORE | GI C Bracket 4"x6" | 567 | No. |  | 47.4074 | 26879.99
GANGA ALTUS | ALTUS CENTRAL STORE | GI C- Bracket 6" x 8" | 216 | No. |  | 86.3005 | 18640.9
GANGA ALTUS | ALTUS CENTRAL STORE | GI Clip 1/2" - No. | 1200 | No. |  | 2.395 | 2874.02
GANGA ALTUS | ALTUS CENTRAL STORE | GI Clip 11/4" | 400 | No. |  | 3.5587 | 1423.5
GANGA ALTUS | ALTUS CENTRAL STORE | GI Clips 1 1/2" | 130 | No. |  | 4.9801 | 647.41
GANGA ALTUS | ALTUS CENTRAL STORE | GI Clips 1 1/4" | 415 | No. |  | 3.6495 | 1514.56
GANGA ALTUS | ALTUS CENTRAL STORE | GI Clips 1/2" | 836 | No. |  | 1.919 | 1604.28
GANGA ALTUS | ALTUS CENTRAL STORE | GI D Clamps 11/4" | 498 | No. |  | 8.3914 | 4178.9
GANGA ALTUS | ALTUS CENTRAL STORE | GI D Clamps 4" | 163 | No. |  | 20.9385 | 3412.9727
GANGA ALTUS | ALTUS CENTRAL STORE | GI Double Nipple 2" | 2 | No. |  | 179.24 | 358.48
GANGA ALTUS | ALTUS CENTRAL STORE | GI Double Nipple 4" | 8 | No. |  | 98.295 | 786.36
GANGA ALTUS | ALTUS CENTRAL STORE | GI Elbow 1 1/2" | 3 | No. |  | 116.3233 | 348.97
GANGA ALTUS | ALTUS CENTRAL STORE | GI Elbow 3" | 6 | No. |  | 341.475 | 2048.85
GANGA ALTUS | ALTUS CENTRAL STORE | GI Nut Bolt 10mm (Dia)x40mm with double washer | 5642 | No. |  | 9.4818 | 53496.36
GANGA ALTUS | ALTUS CENTRAL STORE | GI Nut Bolt 12mm ( Dia)x75mm with double washer | 16 | No. |  | 17.3462 | 277.54
GANGA ALTUS | ALTUS CENTRAL STORE | GI Nut Bolt 16mm x 3" | 16 | No. |  | 28.91 | 462.56
GANGA ALTUS | ALTUS CENTRAL STORE | GI Plug 1/2" | 26 | No. |  | 15.4581 | 401.91
GANGA ALTUS | ALTUS CENTRAL STORE | GI Plug 4" | 1 | No. |  | 138.76 | 138.76
GANGA ALTUS | ALTUS CENTRAL STORE | GI Pressure Valve-1" | 2 | No. |  | 100 | 200
GANGA ALTUS | ALTUS CENTRAL STORE | GI Reducer Elbow 3"x2 1/2" | 2 | No. |  | 381.865 | 763.73
GANGA ALTUS | ALTUS CENTRAL STORE | GI Reducer Socket 2 1/2"x2" | 2 | No. |  | 167.84 | 335.68
GANGA ALTUS | ALTUS CENTRAL STORE | GI Reducer Socket 3"x4" | 2 | No. |  | 560.85 | 1121.7
GANGA ALTUS | ALTUS CENTRAL STORE | GI Reducer Socket 4" x 2 1/2" | 2 | No. |  | 566.64 | 1133.28
GANGA ALTUS | ALTUS CENTRAL STORE | GI Reducer Tee 1 1/4"x1" | 2 | No. |  | 98.39 | 196.78
GANGA ALTUS | ALTUS CENTRAL STORE | GI Reducer Tee 3"x1" | 4 | No. |  | 483.8525 | 1935.41
GANGA ALTUS | ALTUS CENTRAL STORE | GI Reducer Tee 4"X2" | 1 | No. |  | 1150.62 | 1150.62
GANGA ALTUS | ALTUS CENTRAL STORE | GI Socket 1-1/2" - No. | 4 | No. |  | 78.6725 | 314.69
GANGA ALTUS | ALTUS CENTRAL STORE | GI Socket 21/2" - No. | 2 | No. |  | 150.36 | 300.72
GANGA ALTUS | ALTUS CENTRAL STORE | GI Socket 3" | 2 | No. |  | 237.32 | 474.64
GANGA ALTUS | ALTUS CENTRAL STORE | GI Tee 3" | 3 | No. |  | 451.44 | 1354.32
GANGA ALTUS | ALTUS CENTRAL STORE | GI Tee 4" | 2 | No. |  | 1029.2 | 2058.4
GANGA ALTUS | ALTUS CENTRAL STORE | GI U Clamps 1 1/2" | 622 | No. |  | 9.5391 | 5933.3202
GANGA ALTUS | ALTUS CENTRAL STORE | GI U Clamps 1" - | 319 | No. |  | 7.1112 | 2268.46
GANGA ALTUS | ALTUS CENTRAL STORE | GI U Clamps 1/2" - | 132 | No. |  | 6.3092 | 832.82
GANGA ALTUS | ALTUS CENTRAL STORE | GI U Clamps 11/4" | 852 | No. |  | 8.9215 | 7601.1281
GANGA ALTUS | ALTUS CENTRAL STORE | GI U Clamps 2" | 228 | No. |  | 10.6616 | 2430.84
GANGA ALTUS | ALTUS CENTRAL STORE | GI U Clamps 3" | 237 | No. |  | 60.0738 | 14237.49
GANGA ALTUS | ALTUS CENTRAL STORE | GI U Clamps 3/4" - | 240 | No. |  | 7.1552 | 1717.25
GANGA ALTUS | ALTUS CENTRAL STORE | GI U Clamps 4" | 638 | No. |  | 15.1342 | 9655.5914
GANGA ALTUS | ALTUS CENTRAL STORE | GI U Clamps 50mm | 96 | No. |  | 10.7909 | 1035.93
GANGA ALTUS | ALTUS CENTRAL STORE | GI U Clamps 6" | 69 | No. |  | 27.2817 | 1882.44
GANGA ALTUS | ALTUS CENTRAL STORE | GI Union 1 1/2" | 1 | No. |  | 211.23 | 211.23
GANGA ALTUS | ALTUS CENTRAL STORE | GI Z Bracket 4" x 4 FT | 952 | No. |  | 272.1479 | 259084.78
GANGA ALTUS | ALTUS CENTRAL STORE | GI Z Bracket 4ft x 2" | 4 | No. |  | 100 | 400
GANGA ALTUS | ALTUS CENTRAL STORE | GM NRV 32mm Horizonatal | 2 | No. |  | 1083.165 | 2166.33
GANGA ALTUS | ALTUS CENTRAL STORE | GP2 Waterproofing Chemical | 180 | Kgs |  | 21.4864 | 3867.56
GANGA ALTUS | ALTUS CENTRAL STORE | Grease Gun 5kg | 1 | No. |  | 4625.69 | 4625.69
GANGA ALTUS | ALTUS CENTRAL STORE | Grout Black Colour | 82 | Kgs |  | 56.0973 | 4599.98
GANGA ALTUS | ALTUS CENTRAL STORE | Grout Grey Colour | 92 | Kgs |  | 56.0976 | 5160.98
GANGA ALTUS | ALTUS CENTRAL STORE | Grout Ivory Colour | 191 | Kgs |  | 56.0977 | 10714.66
GANGA ALTUS | ALTUS CENTRAL STORE | Grout Sky Blue | 62 | Kgs |  | 56.0976 | 3478.05
GANGA ALTUS | ALTUS CENTRAL STORE | Grout White Colour | 162 | Kgs |  | 56.0948 | 9087.36
GANGA ALTUS | ALTUS CENTRAL STORE | GumBoot | 2 | Pair |  | 249.265 | 498.53
GANGA ALTUS | ALTUS CENTRAL STORE | Habak (200 gm ) | 36 | Pack |  | 46.6972 | 1681.1
GANGA ALTUS | ALTUS CENTRAL STORE | Hackad Plast Chemical | 402.99 | Ltrs |  | 225.9802 | 91067.7472
GANGA ALTUS | ALTUS CENTRAL STORE | Halogen Lamp 500 Watts | 10 | No. |  | 8123.498 | 81234.98
GANGA ALTUS | ALTUS CENTRAL STORE | Handle D-Type YEH-11B-300 | 72 | Pair |  | 1103.3 | 79437.6
GANGA ALTUS | ALTUS CENTRAL STORE | Hard Broom | 94 | No. |  | 40.635 | 3819.6938
GANGA ALTUS | ALTUS CENTRAL STORE | HCL Acid | 439.94 | Ltrs |  | 10.4935 | 4616.5121
GANGA ALTUS | ALTUS CENTRAL STORE | HDPE Corr. Pipe 150mm(ID) (D-REX) | 282 | Mtrs |  | 285.4555 | 80498.46
GANGA ALTUS | ALTUS CENTRAL STORE | HDPE Corr. Pipe 300mm(ID) (D-REX) | 120 | Mtrs |  | 729.7331 | 87567.97
GANGA ALTUS | ALTUS CENTRAL STORE | Health faucet ( F8030107 -Cera) | 141 | No. |  | 703.8655 | 99245.037
GANGA ALTUS | ALTUS CENTRAL STORE | Helmet Blue for Electrician | 1 | No. |  | 162.33 | 162.33
GANGA ALTUS | ALTUS CENTRAL STORE | Helmet Green for Safety | 2 | No. | VENTRA | 147.5 | 295
GANGA ALTUS | ALTUS CENTRAL STORE | Helmet Green for Safety | 2 | No. |  | 161.355 | 322.71
GANGA ALTUS | ALTUS CENTRAL STORE | Helmet Grey for Visitors | 25 | No. |  | 147.5 | 3687.5
GANGA ALTUS | ALTUS CENTRAL STORE | Helmet Red for Security Person | 2 | No. |  | 162.325 | 324.65
GANGA ALTUS | ALTUS CENTRAL STORE | Helmet White for Engg | 23 | No. |  | 163.627 | 3763.42
GANGA ALTUS | ALTUS CENTRAL STORE | Helmet Yellow for Labours | 55 | No. |  | 75.5885 | 4157.37
GANGA ALTUS | ALTUS CENTRAL STORE | Hold Tite (200 gms ) | 3 | Pack |  | 70.8 | 212.4
GANGA ALTUS | ALTUS CENTRAL STORE | Hold Tite (1 Kgs) | 35.5 | Kgs |  | 280.2149 | 9947.63
GANGA ALTUS | ALTUS CENTRAL STORE | Hold Tite (500 gm) | 22 | Pack |  | 153.4 | 3374.8
GANGA ALTUS | ALTUS CENTRAL STORE | Horizontal Ledger 1.2mtr. | 182 | No. |  | 497.7299 | 90586.84
GANGA ALTUS | ALTUS CENTRAL STORE | Hrc Fuge 250amp | 48 | No. |  | 671.5852 | 32236.09
GANGA ALTUS | ALTUS CENTRAL STORE | Hydrolic Oil (Grade-68) | 86 | Ltrs |  | 124.626 | 10717.84
GANGA ALTUS | ALTUS CENTRAL STORE | IC Allum. 100x100mm x1250mm long | 2 | No. |  | 2945.28 | 5890.56
GANGA ALTUS | ALTUS CENTRAL STORE | ICTP 100 Amp. 415 Volt | 1 | No. |  | 3400.59 | 3400.59
GANGA ALTUS | ALTUS CENTRAL STORE | Indoor Zamia | 17 | No. |  | 450 | 7650
GANGA ALTUS | ALTUS CENTRAL STORE | Industrial socket with Pin 607840 | 20 | No. |  | 809.119 | 16182.38
GANGA ALTUS | ALTUS CENTRAL STORE | Insulation Tape | 12 | No. |  | 10.62 | 127.44
GANGA ALTUS | ALTUS CENTRAL STORE | IP 65 DB | 3 | No. |  | 29500 | 88500
GANGA ALTUS | ALTUS CENTRAL STORE | Issue Slip Book | 62 | No. |  | 45 | 2790
GANGA ALTUS | ALTUS CENTRAL STORE | Jet Spray Bosch Universal Auatek 125 (1500 watt) | 1 | No. |  | 13024.98 | 13024.98
GANGA ALTUS | ALTUS CENTRAL STORE | Jointing kit 120sqmm | 1 | No. |  | 2358.465 | 2358.465
GANGA ALTUS | ALTUS CENTRAL STORE | Jointing Mortar | 1640 | Kgs |  | 13.2272 | 21692.5786
GANGA ALTUS | ALTUS CENTRAL STORE | Kicker Bolt 16mm x 50mm | 80 | No. |  | 12.4124 | 992.99
GANGA ALTUS | ALTUS CENTRAL STORE | Kicker Bolt 16mm x 75mm | 1000 | No. |  | 16.3133 | 16313.31
GANGA ALTUS | ALTUS CENTRAL STORE | Kicker Nut 16mm | 3750 | No. |  | 6.0703 | 22763.46
GANGA ALTUS | ALTUS CENTRAL STORE | Kiltan ( Hessian Cloth ) | 3977 | Mtrs |  | 25.6146 | 101869.3849
GANGA ALTUS | ALTUS CENTRAL STORE | Laminate 8 x 4 (hallmark pro- code 1304) | 6 | No. |  | 1192.8617 | 7157.17
GANGA ALTUS | ALTUS CENTRAL STORE | LED 50 Watt For Street Light | 6 | No. |  | 1467.3567 | 8804.14
GANGA ALTUS | ALTUS CENTRAL STORE | LED IP65 400 Watt | 20 | No. |  | 8276.52 | 165530.4
GANGA ALTUS | ALTUS CENTRAL STORE | LED LIGHT 6000K ROUND 15WATT (6") | 38 | No. |  | 514.7055 | 19558.81
GANGA ALTUS | ALTUS CENTRAL STORE | LED Panel 2fts x 2fts | 2 | No. |  | 1534 | 3068
GANGA ALTUS | ALTUS CENTRAL STORE | LED Strip | 220 | Mtrs |  | 131.6694 | 28967.27
GANGA ALTUS | ALTUS CENTRAL STORE | LED Surface fitting 15 wt (SM-8) Square 3000k | 1 | No. |  | 504 | 504
GANGA ALTUS | ALTUS CENTRAL STORE | LED Surface Fitting 15W 3000k Round | 9 | No. |  | 507.4 | 4566.6
GANGA ALTUS | ALTUS CENTRAL STORE | LED Tube 18Watt 4ft - No. | 1 | No. |  | 239.4 | 239.4
GANGA ALTUS | ALTUS CENTRAL STORE | Level Tube | 8 | No. |  | 253.8125 | 2030.5
GANGA ALTUS | ALTUS CENTRAL STORE | LT Feeder Pillar 4 way | 1 | No. |  | 22589.68 | 22589.68
GANGA ALTUS | ALTUS CENTRAL STORE | LT XLPE Armd. 300sqmm 3.5C | 400 | Mtrs |  | 1705.4644 | 682185.75
GANGA ALTUS | ALTUS CENTRAL STORE | Lucia (300x300) Code - T816081FA | 2921.2884 | Sq.Ft |  | 34.9988 | 102241.5237
GANGA ALTUS | ALTUS CENTRAL STORE | Lucia DK (300x600) Code - T816081DA | 1726.42 | Sq.Ft |  | 36.9932 | 63865.7443
GANGA ALTUS | ALTUS CENTRAL STORE | Lucia LT (300x600) Code - T816081LA | 10561.9924 | Sq.Ft |  | 36.9933 | 390723.0154
GANGA ALTUS | ALTUS CENTRAL STORE | M Sand | 1683.0458 | Cu.Ft |  | 64.3898 | 108370.9942
GANGA ALTUS | ALTUS CENTRAL STORE | M.C.B. DP 40 Amp.(408637) | 14 | No. |  | 932.0743 | 13049.04
GANGA ALTUS | ALTUS CENTRAL STORE | M.C.B. SP 10 Amp.(408590) | 68 | No. |  | 184.3618 | 12536.6
GANGA ALTUS | ALTUS CENTRAL STORE | M.C.B. SP 16 Amp.(408592) | 104 | No. |  | 178.6311 | 18577.6351
GANGA ALTUS | ALTUS CENTRAL STORE | M.C.B. SP 20 Amp.(408593) | 30 | No. |  | 177.2452 | 5317.3574
GANGA ALTUS | ALTUS CENTRAL STORE | M.C.B. SP 6 Amp.(408587) | 55 | No. |  | 176.5491 | 9710.2
GANGA ALTUS | ALTUS CENTRAL STORE | M.C.B. SP 25 Amp.(408594) | 9 | No. |  | 179.0233 | 1611.21
GANGA ALTUS | ALTUS CENTRAL STORE | M.S. BRACKET 8"(H) X 14"(L) X 1 1/2"(W) | 74 | Pair |  | 625.4 | 46279.6
GANGA ALTUS | ALTUS CENTRAL STORE | Magnetic Catcher Yale (YMDC-20-SS) | 65 | No. |  | 206.5 | 13422.5
GANGA ALTUS | ALTUS CENTRAL STORE | Main Door frame Set 2250(H)x1100(W)x4.5" | 18 | No. |  | 4540.0522 | 81720.94
GANGA ALTUS | ALTUS CENTRAL STORE | Main Door Shutter (35mm) 2225mm(H)x1050mm(W) | 21 | No. |  | 7470.4116 | 156878.6437
GANGA ALTUS | ALTUS CENTRAL STORE | Main Switch 16amp | 2 | No. |  | 100 | 200
GANGA ALTUS | ALTUS CENTRAL STORE | Mask | 177 | No. |  | 7.35 | 1300.95
GANGA ALTUS | ALTUS CENTRAL STORE | MCB 32 Amp. 4 Pole | 6 | No. |  | 1316.3417 | 7898.05
GANGA ALTUS | ALTUS CENTRAL STORE | MCB 32 Amp. D.P. | 3 | No. |  | 287 | 861
GANGA ALTUS | ALTUS CENTRAL STORE | MCB 63 amp 4 pole | 8 | No. |  | 1883.93 | 15071.44
GANGA ALTUS | ALTUS CENTRAL STORE | MCB DP 10A 408631 | 1 | No. |  | 587.2 | 587.2
GANGA ALTUS | ALTUS CENTRAL STORE | MCB S.P. 6A | 6 | No. |  | 145 | 870
GANGA ALTUS | ALTUS CENTRAL STORE | Mcon NSA Grey (Gold) 50kg | 190 | Bags |  | 903.88 | 171737.2
GANGA ALTUS | ALTUS CENTRAL STORE | Measuring Tape 5M. | 4 | No. |  | 131.695 | 526.78
GANGA ALTUS | ALTUS CENTRAL STORE | Meshtech Valencia | 7286.7279 | Sq.Ft |  | 200 | 1457345.58
GANGA ALTUS | ALTUS CENTRAL STORE | Meter Panel | 13 | No. |  | 136964.2959 | 1780535.8462
GANGA ALTUS | ALTUS CENTRAL STORE | Mini Feeder Pillar with Stand 200 AMP (HRC) | 2 | No. |  | 22329.905 | 44659.81
GANGA ALTUS | ALTUS CENTRAL STORE | Monoblock Pumpset 1HP | 1 | No. |  | 7850 | 7850
GANGA ALTUS | ALTUS CENTRAL STORE | MS Aldrop 10" | 6 | No. |  | 82.0383 | 492.23
GANGA ALTUS | ALTUS CENTRAL STORE | MS Bend 1 1/2" | 25 | No. |  | 63.6024 | 1590.06
GANGA ALTUS | ALTUS CENTRAL STORE | MS Bend 2 1/2" | 18 | No. |  | 161.8956 | 2914.12
GANGA ALTUS | ALTUS CENTRAL STORE | MS Bend 2" | 10 | No. |  | 104.076 | 1040.76
GANGA ALTUS | ALTUS CENTRAL STORE | MS Bend 4" | 29 | No. |  | 393.1759 | 11402.1
GANGA ALTUS | ALTUS CENTRAL STORE | MS Bracket | 48 | No. |  | 100 | 4800
GANGA ALTUS | ALTUS CENTRAL STORE | MS Flat Patti 25x5- 18ft | 121.86 | Kgs |  | 81.0263 | 9873.87
GANGA ALTUS | ALTUS CENTRAL STORE | MS Ghodi W(0.3m)x(H)1mx(L)1.2m - No. | 2 | No. |  | 8095.2326 | 16190.4652
GANGA ALTUS | ALTUS CENTRAL STORE | MS Plank 2400x300mm | 138 | No. |  | 1790.709 | 247117.842
GANGA ALTUS | ALTUS CENTRAL STORE | MS Reducer Socket 2" x 1 1/2" | 3 | No. |  | 60.1333 | 180.4
GANGA ALTUS | ALTUS CENTRAL STORE | MS Reducer Socket 3" x 4" | 2 | No. |  | 167.68 | 335.36
GANGA ALTUS | ALTUS CENTRAL STORE | MS Tee 2" | 2 | No. |  | 167.68 | 335.36
GANGA ALTUS | ALTUS CENTRAL STORE | MS Tee 4" | 2 | No. |  | 589.76 | 1179.52
GANGA ALTUS | ALTUS CENTRAL STORE | Multimeter Fluke 115 | 1 | No. |  | 11692.09 | 11692.09
GANGA ALTUS | ALTUS CENTRAL STORE | Night Latch - Yale (CBS-200SIL-TT Silver) | 114 | No. |  | 1829 | 208506
GANGA ALTUS | ALTUS CENTRAL STORE | Nitobond SBR (Latex) | 160 | Ltrs |  | 224.2 | 35872
GANGA ALTUS | ALTUS CENTRAL STORE | Nut 8mm | 1206 | No. |  | 2.3848 | 2876.0688
GANGA ALTUS | ALTUS CENTRAL STORE | Nutbolt 10mm with washer | 840 | No. |  | 3.5591 | 2989.64
GANGA ALTUS | ALTUS CENTRAL STORE | Nylon rope 1" | 20 | Mtrs |  | 100 | 2000
GANGA ALTUS | ALTUS CENTRAL STORE | Nylon rope 1/2" | 17 | Mtrs |  | 100 | 1700
GANGA ALTUS | ALTUS CENTRAL STORE | Nylon rope 3/4" | 12 | Mtrs |  | 100 | 1200
GANGA ALTUS | ALTUS CENTRAL STORE | OBD PAINT WHITE COLOUR - | 360 | Ltrs |  | 43.4867 | 15655.2091
GANGA ALTUS | ALTUS CENTRAL STORE | P V C Reducer Socket 8"x4" | 85 | No. |  | 375.2566 | 31896.81
GANGA ALTUS | ALTUS CENTRAL STORE | P V C Single Y 8" | 14 | No. |  | 2135.8754 | 29902.256
GANGA ALTUS | ALTUS CENTRAL STORE | Packing belt with clamp | 100 | No. |  | 193.7843 | 19378.43
GANGA ALTUS | ALTUS CENTRAL STORE | Pad Lock 60mm | 79 | No. |  | 89.0752 | 7036.9408
GANGA ALTUS | ALTUS CENTRAL STORE | Paver Block Matt Finish | 3250 | Sq.Ft |  | 37.76 | 122720
GANGA ALTUS | ALTUS CENTRAL STORE | Perlino Gris Glossy (600x1200) | 31 | Sq.Ft |  | 45.9994 | 1425.98
GANGA ALTUS | ALTUS CENTRAL STORE | Pillar Cock (F1015101-Cera) | 405 | No. |  | 801.1719 | 324474.606
GANGA ALTUS | ALTUS CENTRAL STORE | Pins | 20540 | No. |  | 12.96 | 266198.11
GANGA ALTUS | ALTUS CENTRAL STORE | Plastic (Transperent) | 349.868 | Kgs |  | 191.2352 | 66907.0703
GANGA ALTUS | ALTUS CENTRAL STORE | Plastic Hollow Sheet 6.5x4 | 9696 | Sq.Ft |  | 5.4236 | 52586.78
GANGA ALTUS | ALTUS CENTRAL STORE | Plier | 1 | No. |  | 282.63 | 282.63
GANGA ALTUS | ALTUS CENTRAL STORE | Plumb Bob | 4 | No. |  | 83.8 | 335.2
GANGA ALTUS | ALTUS CENTRAL STORE | Plumbing Nails 11/2" | 207.5 | Kgs |  | 84.5325 | 17540.4906
GANGA ALTUS | ALTUS CENTRAL STORE | Plumbing Nails 2" | 49 | Kgs |  | 89.4608 | 4383.58
GANGA ALTUS | ALTUS CENTRAL STORE | Plumbing Nails 2" | 90 | Kgs |  | 89.6672 | 8070.0472
GANGA ALTUS | ALTUS CENTRAL STORE | Plumbing Nails 2.5" | 198 | Kgs |  | 81.3952 | 16116.2466
GANGA ALTUS | ALTUS CENTRAL STORE | Polythene Roll (53mm) | 114.14 | Kgs |  | 240.342 | 27432.631
GANGA ALTUS | ALTUS CENTRAL STORE | PPR-C Ballvalve 20mm (Plas-Bo | 65 | No. |  | 90.8803 | 5907.2167
GANGA ALTUS | ALTUS CENTRAL STORE | PPR-C Ballvalve 20mm | 217 | No. |  | 100 | 21700
GANGA ALTUS | ALTUS CENTRAL STORE | PPR-C Brass Elbow 20mm | 557 | No. |  | 35.046 | 19520.622
GANGA ALTUS | ALTUS CENTRAL STORE | PPR-C Brass FTA 1/2" | 740 | No. |  | 37.0751 | 27435.6
GANGA ALTUS | ALTUS CENTRAL STORE | PPR-C Brass FTA 20mm | 315 | No. |  | 36.7475 | 11575.4778
GANGA ALTUS | ALTUS CENTRAL STORE | PPR-C Brass MTA 1/2" | 13 | No. |  | 50.9654 | 662.55
GANGA ALTUS | ALTUS CENTRAL STORE | PPR-C Brass MTA 3/4" | 93 | No. |  | 85.38 | 7940.34
GANGA ALTUS | ALTUS CENTRAL STORE | PPR-C Brass Tee 20mm | 8 | No. |  | 37.605 | 300.84
GANGA ALTUS | ALTUS CENTRAL STORE | PPR-C Elbow 20mm | 656 | No. |  | 6.7938 | 4456.76
GANGA ALTUS | ALTUS CENTRAL STORE | PPR-C End Cap 20mm | 133 | No. |  | 6.5864 | 875.9959
GANGA ALTUS | ALTUS CENTRAL STORE | PPR-C End Cap 32mm | 4 | No. |  | 13.215 | 52.86
GANGA ALTUS | ALTUS CENTRAL STORE | PPR-C End Plug 1/2" | 66 | No. |  | 5.8903 | 388.758
GANGA ALTUS | ALTUS CENTRAL STORE | PPR-C MTA 1/2" | 22 | No. |  | 34.6 | 761.2
GANGA ALTUS | ALTUS CENTRAL STORE | PPR-C Pipe 20mm(PN16) 3Layer | 3626 | R.Ft |  | 10.4316 | 37824.9662
GANGA ALTUS | ALTUS CENTRAL STORE | PPR-C Socket 20mm | 1150 | No. |  | 5.9761 | 6872.53
GANGA ALTUS | ALTUS CENTRAL STORE | PPR-C Tee 32mm | 4 | No. |  | 27.85 | 111.4
GANGA ALTUS | ALTUS CENTRAL STORE | Primer (Water base) | 279.95 | Ltrs |  | 113.5351 | 31784.1592
GANGA ALTUS | ALTUS CENTRAL STORE | Prism Terra HL (300x600) Code - T816174HA | 2942.5636 | Sq.Ft |  | 36.993 | 108854.2649
GANGA ALTUS | ALTUS CENTRAL STORE | Project common meter panel | 1 | No. |  | 544546.16 | 544546.16
GANGA ALTUS | ALTUS CENTRAL STORE | PRV 3/4" | 36 | No. |  | 1033.1483 | 37193.34
GANGA ALTUS | ALTUS CENTRAL STORE | Puddle Flange/Sleeve Dia 150mm Type-A | 3 | No. |  | 7264.08 | 21792.24
GANGA ALTUS | ALTUS CENTRAL STORE | Puddle Flange/Sleeve Dia 80mm Type-A | 1 | No. |  | 4035.6 | 4035.6
GANGA ALTUS | ALTUS CENTRAL STORE | Push Pull Props ( Adjustble Bracket) | 30 | No. |  | 453.3772 | 13601.316
GANGA ALTUS | ALTUS CENTRAL STORE | PVC 1 way Junction Box 1" | 50 | No. |  | 13.0232 | 651.16
GANGA ALTUS | ALTUS CENTRAL STORE | PVC 1way Deep junction Bx. 1" | 10 | No. |  | 100 | 1000
GANGA ALTUS | ALTUS CENTRAL STORE | PVC 2 way junction Bx. 1" | 216 | No. |  | 12.9575 | 2798.81
GANGA ALTUS | ALTUS CENTRAL STORE | PVC 4 way Deep junction Bx. 1" | 10 | No. |  | 21.6926 | 216.9255
GANGA ALTUS | ALTUS CENTRAL STORE | PVC 4 way junction Box. 1" | 66 | No. |  | 13.5327 | 893.16
GANGA ALTUS | ALTUS CENTRAL STORE | PVC Bend 110 mm 45degree | 9 | No. |  | 142.8234 | 1285.4102
GANGA ALTUS | ALTUS CENTRAL STORE | PVC Bend 4" (90 Deg) | 63 | No. |  | 136.0465 | 8570.93
GANGA ALTUS | ALTUS CENTRAL STORE | PVC Bend 40 mm | 5 | No. |  | 12.9 | 64.5
GANGA ALTUS | ALTUS CENTRAL STORE | PVC Cleansing Pipe 4" | 70 | No. |  | 109.504 | 7665.28
GANGA ALTUS | ALTUS CENTRAL STORE | PVC Clips 4" | 137 | No. |  | 22.6788 | 3106.99
GANGA ALTUS | ALTUS CENTRAL STORE | PVC Clips 50mm (2") | 29 | No. |  | 3 | 87
GANGA ALTUS | ALTUS CENTRAL STORE | PVC Conduit Bend 1" | 1165 | No. |  | 8.6562 | 10084.5087
GANGA ALTUS | ALTUS CENTRAL STORE | PVC Conduit Pipe 1" mtrs | 17399 | Mtrs |  | 22.7461 | 395758.6302
GANGA ALTUS | ALTUS CENTRAL STORE | PVC Conduit Pipe 1.1/4" | 4626 | Mtrs |  | 33.3738 | 154386.9912
GANGA ALTUS | ALTUS CENTRAL STORE | PVC Conduit Socket 1" | 9538 | No. |  | 3.793 | 36177.4391
GANGA ALTUS | ALTUS CENTRAL STORE | PVC Conduit Socket 1.1/4" | 1748 | No. |  | 7.7264 | 13505.81
GANGA ALTUS | ALTUS CENTRAL STORE | PVC Cone | 4650 | No. |  | 1.957 | 9100.015
GANGA ALTUS | ALTUS CENTRAL STORE | PVC Connector 1/2"x 24" | 14 | No. |  | 65.81 | 921.34
GANGA ALTUS | ALTUS CENTRAL STORE | PVC Connector 1/2"x 24" - No. | 193 | No. |  | 170.466 | 32899.9321
GANGA ALTUS | ALTUS CENTRAL STORE | PVC Copper Panel Wire 1.5 Sqmm grey | 600 | Mtrs |  | 18.2883 | 10972.98
GANGA ALTUS | ALTUS CENTRAL STORE | PVC Copper Wire 1 Sqmm black | 300 | Mtrs |  | 10.7892 | 3236.75
GANGA ALTUS | ALTUS CENTRAL STORE | PVC Copper Wire 1 Sqmm red | 870 | Mtrs |  | 9.3806 | 8161.16
GANGA ALTUS | ALTUS CENTRAL STORE | PVC Copper Wire 1.5 Sqmm black | 4800 | Mtrs |  | 18.2704 | 87697.941
GANGA ALTUS | ALTUS CENTRAL STORE | PVC Copper Wire 1.5 Sqmm blue | 6100 | Mtrs |  | 16.5867 | 101178.824
GANGA ALTUS | ALTUS CENTRAL STORE | PVC Copper Wire 1.5 Sqmm green | 1900 | Mtrs |  | 17.9249 | 34057.36
GANGA ALTUS | ALTUS CENTRAL STORE | PVC Copper Wire 1.5 Sqmm Grey | 11700 | Mtrs |  | 15.8905 | 185919.15
GANGA ALTUS | ALTUS CENTRAL STORE | PVC Copper Wire 1.5 Sqmm red | 3100 | Mtrs |  | 18.0453 | 55940.5247
GANGA ALTUS | ALTUS CENTRAL STORE | PVC Copper Wire 1.5 Sqmm yellow | 3800 | Mtrs |  | 16.596 | 63064.9873
GANGA ALTUS | ALTUS CENTRAL STORE | PVC Copper Wire 10 Sqmm black | 5000 | Mtrs |  | 103.8594 | 519296.76
GANGA ALTUS | ALTUS CENTRAL STORE | PVC Copper Wire 10 Sqmm blue | 5000 | Mtrs |  | 103.8594 | 519296.76
GANGA ALTUS | ALTUS CENTRAL STORE | PVC Copper Wire 10 Sqmm red | 5000 | Mtrs |  | 103.8594 | 519296.76
GANGA ALTUS | ALTUS CENTRAL STORE | PVC Copper Wire 10 Sqmm yellow | 5000 | Mtrs |  | 103.8594 | 519296.76
GANGA ALTUS | ALTUS CENTRAL STORE | PVC Copper Wire 2.5 Sqmm black | 3700 | Mtrs |  | 25.8109 | 95500.3292
GANGA ALTUS | ALTUS CENTRAL STORE | PVC Copper Wire 2.5 Sqmm blue | 1200 | Mtrs |  | 26.576 | 31891.2164
GANGA ALTUS | ALTUS CENTRAL STORE | PVC Copper Wire 2.5 Sqmm green | 11600 | Mtrs |  | 26.188 | 303780.6295
GANGA ALTUS | ALTUS CENTRAL STORE | PVC Copper Wire 2.5 Sqmm red | 470 | Mtrs |  | 30.0847 | 14139.8
GANGA ALTUS | ALTUS CENTRAL STORE | PVC Copper Wire 2.5 Sqmm red | 6630 | Mtrs |  | 25.3422 | 168018.9801
GANGA ALTUS | ALTUS CENTRAL STORE | PVC Copper Wire 2.5 Sqmm yellow | 800 | Mtrs |  | 27.0958 | 21676.654
GANGA ALTUS | ALTUS CENTRAL STORE | PVC Copper Wire 4 Sqmm black | 4400 | Mtrs |  | 39.935 | 175714.0278
GANGA ALTUS | ALTUS CENTRAL STORE | PVC Copper Wire 4 Sqmm blue | 4000 | Mtrs |  | 39.5358 | 158143.192
GANGA ALTUS | ALTUS CENTRAL STORE | PVC Copper Wire 4 Sqmm red | 5100 | Mtrs |  | 39.5735 | 201824.6671
GANGA ALTUS | ALTUS CENTRAL STORE | PVC Copper Wire 4 Sqmm yellow | 2200 | Mtrs |  | 38.8664 | 85506.1803
GANGA ALTUS | ALTUS CENTRAL STORE | PVC Copper Wire 6 Sqmm black | 6400 | Mtrs |  | 59.575 | 381280.0303
GANGA ALTUS | ALTUS CENTRAL STORE | PVC Copper Wire 6 Sqmm blue | 9600 | Mtrs |  | 59.6202 | 572353.87
GANGA ALTUS | ALTUS CENTRAL STORE | PVC Copper Wire 6 Sqmm red | 5200 | Mtrs |  | 60.0358 | 312186.1713
GANGA ALTUS | ALTUS CENTRAL STORE | PVC Copper Wire 6 Sqmm yellow | 9800 | Mtrs |  | 59.7473 | 585523.17
GANGA ALTUS | ALTUS CENTRAL STORE | PVC Door Bend 3" | 12 | No. |  | 100.9733 | 1211.68
GANGA ALTUS | ALTUS CENTRAL STORE | PVC Door Bend 4" | 12 | No. |  | 126.85 | 1522.2
GANGA ALTUS | ALTUS CENTRAL STORE | PVC Earthing Sleeve 50/6 mm | 350 | Mtrs |  | 28.9556 | 10134.46
GANGA ALTUS | ALTUS CENTRAL STORE | PVC Elbow 1 1/2 " | 524 | No. |  | 22.4782 | 11778.576
GANGA ALTUS | ALTUS CENTRAL STORE | PVC Elbow 11/4" - No. | 706 | No. |  | 12.0261 | 8490.4066
GANGA ALTUS | ALTUS CENTRAL STORE | PVC Elbow 3" | 4 | No. |  | 47.91 | 191.64
GANGA ALTUS | ALTUS CENTRAL STORE | PVC Elbow 4" | 85 | No. |  | 73.9209 | 6283.2804
GANGA ALTUS | ALTUS CENTRAL STORE | PVC Elbow 40mm - No. | 8 | No. |  | 13.345 | 106.76
GANGA ALTUS | ALTUS CENTRAL STORE | PVC Elbow 50mm | 328 | No. |  | 22.8111 | 7482.0317
GANGA ALTUS | ALTUS CENTRAL STORE | PVC End Cap 1-1/4" | 44 | No. |  | 7.1575 | 314.93
GANGA ALTUS | ALTUS CENTRAL STORE | PVC End Cap 4" | 28 | No. |  | 68.4712 | 1917.194
GANGA ALTUS | ALTUS CENTRAL STORE | PVC End Cap 50mm | 344 | No. |  | 10.6053 | 3648.21
GANGA ALTUS | ALTUS CENTRAL STORE | PVC End Cap 8" | 2 | No. |  | 229.55 | 459.1
GANGA ALTUS | ALTUS CENTRAL STORE | PVC Flexible outlet pipe 1 1/4 | 21 | No. |  | 52.3943 | 1100.28
GANGA ALTUS | ALTUS CENTRAL STORE | PVC Lubricant (1kg) - No. | 64 | No. |  | 207.5766 | 13284.9013
GANGA ALTUS | ALTUS CENTRAL STORE | PVC Lubricant (500gm) | 3 | No. |  | 64.17 | 192.51
GANGA ALTUS | ALTUS CENTRAL STORE | PVC Multifloor Trap 4" | 15 | No. |  | 107.0593 | 1605.89
GANGA ALTUS | ALTUS CENTRAL STORE | PVC Nahani Trap 4" | 14 | No. |  | 54.2 | 758.8
GANGA ALTUS | ALTUS CENTRAL STORE | PVC Nahani Trap 4"X 3" | 32 | No. |  | 76.0837 | 2434.68
GANGA ALTUS | ALTUS CENTRAL STORE | PVC Pipe 11/2"x 10 ft | 43 | No. |  | 158.6488 | 6821.8993
GANGA ALTUS | ALTUS CENTRAL STORE | PVC Pipe 11/4"x10 ft | 119 | No. |  | 201.3538 | 23961.0979
GANGA ALTUS | ALTUS CENTRAL STORE | PVC Pipe 2" x 10 ft S/S | 168 | No. |  | 262.017 | 44018.85
GANGA ALTUS | ALTUS CENTRAL STORE | PVC Pipe 3" 2Ft Long D/S | 741 | No. |  | 114.6975 | 84990.84
GANGA ALTUS | ALTUS CENTRAL STORE | PVC Pipe 3" 3 Ft. Long D/S | 119 | No. |  | 147.8363 | 17592.52
GANGA ALTUS | ALTUS CENTRAL STORE | PVC Pipe 3" 4 Ft. Long D/S | 4 | No. |  | 204.99 | 819.96
GANGA ALTUS | ALTUS CENTRAL STORE | PVC Pipe 3" x 10 fts S/S | 65 | No. |  | 479.08 | 31140.2
GANGA ALTUS | ALTUS CENTRAL STORE | PVC Pipe 3" x 3fts D/S | 16 | No. |  | 156.0437 | 2496.7
GANGA ALTUS | ALTUS CENTRAL STORE | PVC Pipe 3"x10 ft D/S | 59 | No. |  | 463.3368 | 27336.87
GANGA ALTUS | ALTUS CENTRAL STORE | PVC Pipe 4" 10 Ft S/S Pipe | 2 | No. |  | 645.39 | 1290.78
GANGA ALTUS | ALTUS CENTRAL STORE | PVC Pipe 4" 2 FT Long D/S | 117 | No. |  | 166.2884 | 19455.74
GANGA ALTUS | ALTUS CENTRAL STORE | PVC Pipe 4" 3Ft Long D/S | 102 | No. |  | 239.0817 | 24386.3379
GANGA ALTUS | ALTUS CENTRAL STORE | PVC Pipe 4" 4 Ft Long D/S | 151 | No. |  | 470.8779 | 71102.5642
GANGA ALTUS | ALTUS CENTRAL STORE | PVC Pipe 4" 6 FT Long D/S | 72 | No. |  | 442.1224 | 31832.8104
GANGA ALTUS | ALTUS CENTRAL STORE | PVC Pipe 4" x 10 Ft S/S | 107 | No. |  | 658.0009 | 70406.0918
GANGA ALTUS | ALTUS CENTRAL STORE | PVC Pipe 4" x 10 fts D/S | 208 | No. |  | 722.7836 | 150338.9849
GANGA ALTUS | ALTUS CENTRAL STORE | PVC Pipe 40mm x 10fts (6kgs) | 4 | No. |  | 110.19 | 440.76
GANGA ALTUS | ALTUS CENTRAL STORE | PVC Pipe 6" x 10 fts S/S | 56 | No. |  | 1166.5609 | 65327.41
GANGA ALTUS | ALTUS CENTRAL STORE | PVC Plain Bend 3" | 240 | No. |  | 48.4082 | 11617.9567
GANGA ALTUS | ALTUS CENTRAL STORE | PVC Plain Bend 4" | 832 | No. |  | 90.1398 | 74996.2733
GANGA ALTUS | ALTUS CENTRAL STORE | PVC Plain Tee 2" | 200 | No. |  | 40.1402 | 8028.04
GANGA ALTUS | ALTUS CENTRAL STORE | PVC Plain Tee 3" | 6 | No. |  | 66.3867 | 398.32
GANGA ALTUS | ALTUS CENTRAL STORE | PVC Plain Tee 4" | 206 | No. |  | 158.7558 | 32703.7012
GANGA ALTUS | ALTUS CENTRAL STORE | PVC Plug Bend 3" | 8 | No. |  | 59.5475 | 476.38
GANGA ALTUS | ALTUS CENTRAL STORE | PVC Plug Bend 4" | 34 | No. |  | 95.9729 | 3263.08
GANGA ALTUS | ALTUS CENTRAL STORE | PVC Plug Tee 3" | 32 | No. |  | 81.4438 | 2606.2
GANGA ALTUS | ALTUS CENTRAL STORE | PVC Plug Tee 4" | 4 | No. |  | 143.725 | 574.9
GANGA ALTUS | ALTUS CENTRAL STORE | PVC Reducer Socket 4" x 3" | 352 | No. |  | 88.7579 | 31242.78
GANGA ALTUS | ALTUS CENTRAL STORE | PVC Reducer Socket 6"x4" | 50 | No. |  | 118.8278 | 5941.39
GANGA ALTUS | ALTUS CENTRAL STORE | PVC Shoe Bend 1-1/4" | 192 | No. |  | 19.9844 | 3837.012
GANGA ALTUS | ALTUS CENTRAL STORE | PVC Shoe Bend 3" | 497 | No. |  | 40.3865 | 20072.0948
GANGA ALTUS | ALTUS CENTRAL STORE | PVC Shoe Bend 4" | 763 | No. |  | 66.724 | 50910.4426
GANGA ALTUS | ALTUS CENTRAL STORE | PVC Shoe Bend 50mm | 44 | No. |  | 28.1405 | 1238.18
GANGA ALTUS | ALTUS CENTRAL STORE | PVC Shoe Bend 6" | 90 | No. |  | 164.8473 | 14836.26
GANGA ALTUS | ALTUS CENTRAL STORE | Pvc Shoe Bend 8" | 60 | No. |  | 862.661 | 51759.66
GANGA ALTUS | ALTUS CENTRAL STORE | PVC Single Y 3" | 83 | No. |  | 150.1959 | 12466.26
GANGA ALTUS | ALTUS CENTRAL STORE | PVC Single Y 4" | 68 | No. |  | 208.0221 | 14145.5
GANGA ALTUS | ALTUS CENTRAL STORE | PVC Single Y 4" X 3" | 4 | No. |  | 159.83 | 639.32
GANGA ALTUS | ALTUS CENTRAL STORE | PVC Single Y 6" | 20 | No. |  | 374.341 | 7486.82
GANGA ALTUS | ALTUS CENTRAL STORE | PVC Socket 1" | 250 | No. |  | 5.441 | 1360.25
GANGA ALTUS | ALTUS CENTRAL STORE | PVC Socket 6" | 12 | No. |  | 142.8692 | 1714.43
GANGA ALTUS | ALTUS CENTRAL STORE | PVC Socket 11/2" | 1 | No. |  | 11.805 | 11.805
GANGA ALTUS | ALTUS CENTRAL STORE | PVC Socket 3" | 16 | No. |  | 61.395 | 982.32
GANGA ALTUS | ALTUS CENTRAL STORE | PVC Socket 4" | 206 | No. |  | 67.5321 | 13911.62
GANGA ALTUS | ALTUS CENTRAL STORE | PVC Solution 1 Ltr (105) | 22 | No. |  | 394.4845 | 8678.66
GANGA ALTUS | ALTUS CENTRAL STORE | PVC Solvent (250 ml.) Elect. - | 10 | No. |  | 63.3968 | 633.968
GANGA ALTUS | ALTUS CENTRAL STORE | PVC Solvent (500 ml.) - | 54 | No. |  | 287.229 | 15510.3636
GANGA ALTUS | ALTUS CENTRAL STORE | PVC Tee 11/4" | 20 | No. |  | 38.8347 | 776.695
GANGA ALTUS | ALTUS CENTRAL STORE | PVC Tee 3" | 43 | No. |  | 147.8344 | 6356.878
GANGA ALTUS | ALTUS CENTRAL STORE | PVC Tee 4" | 1 | No. |  | 154.631 | 154.631
GANGA ALTUS | ALTUS CENTRAL STORE | Pvc Tee 50mm | 55 | No. |  | 34.2851 | 1885.68
GANGA ALTUS | ALTUS CENTRAL STORE | RAGBOLTS For Wallhung | 197 | Pair |  | 423.3955 | 83408.9061
GANGA ALTUS | ALTUS CENTRAL STORE | Rawal Plug 25 x 8 | 19 | Pack |  | 15.4919 | 294.347
GANGA ALTUS | ALTUS CENTRAL STORE | Rawal Plug 35 x 8 | 28 | Pack |  | 17.9561 | 502.77
GANGA ALTUS | ALTUS CENTRAL STORE | Rawal Plug 35 x 8 - Pack | 505 | Pack |  | 49.7263 | 25111.77
GANGA ALTUS | ALTUS CENTRAL STORE | RCC Chamber Cover 600mm dia(HD) - No. | 12 | No. |  | 1407.445 | 16889.34
GANGA ALTUS | ALTUS CENTRAL STORE | RCC Chamber Cover with Frame 18"x18" (HD) | 5 | No. |  | 1648.282 | 8241.41
GANGA ALTUS | ALTUS CENTRAL STORE | RCC Chamber Cover with Frame 18"x24" (MD) | 3 | No. |  | 1198.8233 | 3596.47
GANGA ALTUS | ALTUS CENTRAL STORE | RCC Chamber Cover with Frame 24"x36" (HD) | 15 | No. |  | 3231.2653 | 48468.98
GANGA ALTUS | ALTUS CENTRAL STORE | RCC NP2 Class Pipe 10" | 90 | Mtrs |  | 348.1 | 31329
GANGA ALTUS | ALTUS CENTRAL STORE | Rcc Round Chamber Cover with Frame 24" HD | 29 | No. |  | 2167.2821 | 62851.18
GANGA ALTUS | ALTUS CENTRAL STORE | RCCB 4 Pole 40 Amp - 30 Ma | 4 | No. |  | 2617.76 | 10471.04
GANGA ALTUS | ALTUS CENTRAL STORE | RCCB 40 Amp. 4 Pole | 2 | No. |  | 2565.965 | 5131.93
GANGA ALTUS | ALTUS CENTRAL STORE | RCCB 40A FP 300mA 411887 | 3 | No. |  | 2734.63 | 8203.89
GANGA ALTUS | ALTUS CENTRAL STORE | Ready Mix Concrete M-15 Grade( D/P) - | 6 | Cu.Mtrs |  | 4641.9963 | 27851.978
GANGA ALTUS | ALTUS CENTRAL STORE | Ready Mix Concrete M-30 Grade FF (Downpour) | 25.75 | Cu.Mtrs |  | 5127.0061 | 132020.4074
GANGA ALTUS | ALTUS CENTRAL STORE | Ready Mix Concrete M-30 Grade FF (Pumpable) | 14 | Cu.Mtrs |  | 5571.9971 | 78007.9589
GANGA ALTUS | ALTUS CENTRAL STORE | Ready Mix Concrete M-40 Grade (Pumpable) | 59 | Cu.Mtrs |  | 5821.9276 | 343493.7309
GANGA ALTUS | ALTUS CENTRAL STORE | Ready Mix Concrete M25 Regular Downpour | 105.5 | Cu.Mtrs |  | 4792.7912 | 505639.4733
GANGA ALTUS | ALTUS CENTRAL STORE | Recron Fiber | 96 | Pack |  | 36.58 | 3511.68
GANGA ALTUS | ALTUS CENTRAL STORE | Red Bricks 4" | 14704.5444 | No. |  | 8.6511 | 127210.4579
GANGA ALTUS | ALTUS CENTRAL STORE | Reflecting Jackets Blue for Visitors | 4 | No. |  | 70 | 280
GANGA ALTUS | ALTUS CENTRAL STORE | RG-6 Co-Axial Cable | 405 | Mtrs |  | 18.7189 | 7581.1734
GANGA ALTUS | ALTUS CENTRAL STORE | RG-6 Co-Axial Cable-- Mtr | 500 | Mtrs |  | 16.579 | 8289.5
GANGA ALTUS | ALTUS CENTRAL STORE | Right Angle (Small) | 3 | No. |  | 207.12 | 621.36
GANGA ALTUS | ALTUS CENTRAL STORE | Round Plate 4" - No. | 42 | No. |  | 10.1511 | 426.3466
GANGA ALTUS | ALTUS CENTRAL STORE | Round Plate 6" | 9 | No. |  | 16.4011 | 147.61
GANGA ALTUS | ALTUS CENTRAL STORE | Rubber Gasket 2.5" | 4 | No. |  | 34.69 | 138.76
GANGA ALTUS | ALTUS CENTRAL STORE | Rubber Gasket 3" | 4 | No. |  | 40.475 | 161.9
GANGA ALTUS | ALTUS CENTRAL STORE | Rubber Lubricant (500 ml) | 30 | No. |  | 154.0993 | 4622.98
GANGA ALTUS | ALTUS CENTRAL STORE | S.S Tower Bolt 8" | 287 | No. |  | 142.2286 | 40819.6
GANGA ALTUS | ALTUS CENTRAL STORE | S.S. Towerbolt 10"- ATBS10S | 17 | No. |  | 100 | 1700
GANGA ALTUS | ALTUS CENTRAL STORE | S/L Divertor (4010108-concealed-Cera) | 50 | No. |  | 1369.7888 | 68489.44
GANGA ALTUS | ALTUS CENTRAL STORE | S/L Divertor (F1015701-exposed-Cera) | 751 | No. |  | 645.4381 | 484723.99
GANGA ALTUS | ALTUS CENTRAL STORE | S/S Combine box 15 Amp. | 17 | No. |  | 166.0248 | 2822.4216
GANGA ALTUS | ALTUS CENTRAL STORE | S/S Screw 19 x 6 | 1600 | No. |  | 0.71052 | 1136.84
GANGA ALTUS | ALTUS CENTRAL STORE | S/S Sink 21"x18" Navkar Metal | 13 | No. |  | 1203.6015 | 15646.82
GANGA ALTUS | ALTUS CENTRAL STORE | Saddle 1 1/4" | 5000 | No. |  | 5.9584 | 29792.05
GANGA ALTUS | ALTUS CENTRAL STORE | Saddle 1" | 10600 | No. |  | 5.7019 | 60440.14
GANGA ALTUS | ALTUS CENTRAL STORE | Saddle 2" | 2 | Box |  | 100 | 200
GANGA ALTUS | ALTUS CENTRAL STORE | Safety Bracket 1.5" | 25 | No. |  | 1254.1156 | 31352.89
GANGA ALTUS | ALTUS CENTRAL STORE | Safety Chain | 6 | No. |  | 232.6767 | 1396.06
GANGA ALTUS | ALTUS CENTRAL STORE | Safety Jacket | 47 | No. |  | 166.9998 | 7848.99
GANGA ALTUS | ALTUS CENTRAL STORE | Safety Net 10 x 3 mtr | 30 | Sq.m. |  | 89.0735 | 2672.205
GANGA ALTUS | ALTUS CENTRAL STORE | Safety Net 10mtr x 6mtr | 180 | Sq.m. |  | 100 | 18000
GANGA ALTUS | ALTUS CENTRAL STORE | Safety net 5x10 mtrs | 350 | Sq.m. |  | 89.9496 | 31482.345
GANGA ALTUS | ALTUS CENTRAL STORE | Safety shoes | 4 | No. |  | 1001.5546 | 4006.2185
GANGA ALTUS | ALTUS CENTRAL STORE | Sand-Metal Mix M15 (Downpour) | 23.5 | Cu.Mtrs |  | 3400.0011 | 79900.026
GANGA ALTUS | ALTUS CENTRAL STORE | Sand-Metal Mix M25 (Downpour) | 23.05 | Cu.Mtrs |  | 3400.0004 | 78370.0081
GANGA ALTUS | ALTUS CENTRAL STORE | Sand-Metal Mix M25 (Pumpable) | 41 | Cu.Mtrs |  | 3399.999 | 139399.9572
GANGA ALTUS | ALTUS CENTRAL STORE | Sand-Metal Mix M30 hi-flow (Pumpable) | 80.74 | Cu.Mtrs |  | 4255.7015 | 343605.3391
GANGA ALTUS | ALTUS CENTRAL STORE | Sand-Metal Mix M35 (Downpour) | 4 | Cu.Mtrs |  | 3400.001 | 13600.004
GANGA ALTUS | ALTUS CENTRAL STORE | Sand-Metal Mix M35 (Pumpable) | 8.7124 | Cu.Mtrs |  | 4109.4529 | 35803.1974
GANGA ALTUS | ALTUS CENTRAL STORE | Sand-Metal Mix M40 (Pumpable) | 13.4 | Cu.Mtrs |  | 4125 | 55275
GANGA ALTUS | ALTUS CENTRAL STORE | Sand-Metal Mix M40 Easycrete (Downpour) | 493 | Cu.Mtrs |  | 4124.9 | 2033575.7
GANGA ALTUS | ALTUS CENTRAL STORE | Sand-Metal Mix M40 Easycrete (Pumpable) | 0.3456 | Cu.Mtrs |  | 4174.9986 | 1442.8795
GANGA ALTUS | ALTUS CENTRAL STORE | Sanitizer 5 Lit. | 6 | No. |  | 579.5575 | 3477.345
GANGA ALTUS | ALTUS CENTRAL STORE | Satin Matt Paint | 60 | Ltrs |  | 297.301 | 17838.06
GANGA ALTUS | ALTUS CENTRAL STORE | Satvario Brilint Glossy 600x1200 | 527 | Sq.Ft |  | 45.9997 | 24241.82
GANGA ALTUS | ALTUS CENTRAL STORE | Screw 25 x 8. | 7860 | No. |  | 1.2855 | 10104
GANGA ALTUS | ALTUS CENTRAL STORE | Screw 35 x 8 | 9890 | No. |  | 1.6701 | 16517.28
GANGA ALTUS | ALTUS CENTRAL STORE | Screw 35 x 8 | 2452 | No. |  | 1.6656 | 4083.958
GANGA ALTUS | ALTUS CENTRAL STORE | Screw 75 x 12 | 21 | No. |  | 2.1586 | 45.33
GANGA ALTUS | ALTUS CENTRAL STORE | Screw 75x8 - Pack | 6 | Pack |  | 100 | 600
GANGA ALTUS | ALTUS CENTRAL STORE | Screw Driver Set | 1 | No. |  | 610.91 | 610.91
GANGA ALTUS | ALTUS CENTRAL STORE | Seat Cover (Cordo-B1520112-Cera Sn. white) | 11 | No. |  | 665.2338 | 7317.5717
GANGA ALTUS | ALTUS CENTRAL STORE | Self Tapping 32x8 | 2 | Box |  | 380 | 760
GANGA ALTUS | ALTUS CENTRAL STORE | Service Charges | 1 | No. |  | 5487 | 5487
GANGA ALTUS | ALTUS CENTRAL STORE | Shielded Cable 9Core | 100 | Mtrs |  | 100 | 10000
GANGA ALTUS | ALTUS CENTRAL STORE | Shower Arm (F7040101-Cera) | 359 | No. |  | 181.2195 | 65057.814
GANGA ALTUS | ALTUS CENTRAL STORE | Shower Rose (7020305-Cera) | 315 | No. |  | 691.753 | 217902.204
GANGA ALTUS | ALTUS CENTRAL STORE | Silicone Sealent | 3 | No. |  | 240 | 720
GANGA ALTUS | ALTUS CENTRAL STORE | Single Phase Energy Meter | 8 | No. |  | 571.2225 | 4569.78
GANGA ALTUS | ALTUS CENTRAL STORE | Sink Cock (F1015251-Cera) | 165 | No. |  | 907.6283 | 149758.676
GANGA ALTUS | ALTUS CENTRAL STORE | Slip in Connector (TX215C) | 388 | No. |  | 241.4279 | 93674.04
GANGA ALTUS | ALTUS CENTRAL STORE | Sodium Hypochloride 10% Conc. | 65 | Kgs |  | 39.7575 | 2584.2375
GANGA ALTUS | ALTUS CENTRAL STORE | Soft Broom | 145 | No. |  | 65.5395 | 9503.2275
GANGA ALTUS | ALTUS CENTRAL STORE | Solvent Base Primer | 40 | Ltrs |  | 160.4563 | 6418.252
GANGA ALTUS | ALTUS CENTRAL STORE | SPN DB DD 12 Way IHPSPNDD012 | 2 | No. |  | 1500.35 | 3000.7
GANGA ALTUS | ALTUS CENTRAL STORE | SPN DB DD 16 Way (607713) | 4 | No. |  | 1774.6175 | 7098.47
GANGA ALTUS | ALTUS CENTRAL STORE | SPN DB DD 16 Way -1.2MM thick With TV Tele. | 10 | No. |  | 3121.692 | 31216.92
GANGA ALTUS | ALTUS CENTRAL STORE | Spray Plaster | 150 | Kgs |  | 15.34 | 2301
GANGA ALTUS | ALTUS CENTRAL STORE | Square Box | 67 | No. |  | 100 | 6700
GANGA ALTUS | ALTUS CENTRAL STORE | SS Screw 38 x 8 | 10948 | No. |  | 1.7799 | 19485.86
GANGA ALTUS | ALTUS CENTRAL STORE | Steel Bar 25mm | 4810.736 | Kgs |  | 0 | 0
GANGA ALTUS | ALTUS CENTRAL STORE | Steel Bars 10mm | 6526.76 | Kgs |  | 60.5526 | 395211.9791
GANGA ALTUS | ALTUS CENTRAL STORE | Steel Bars 12mm | 907.565 | Kgs |  | 61.1561 | 55503.1519
GANGA ALTUS | ALTUS CENTRAL STORE | Steel Bars 20mm | 9446.52 | Kgs |  | 63.8806 | 603449.7034
GANGA ALTUS | ALTUS CENTRAL STORE | Steel Bars 32mm | 1136 | Kgs |  | 61.5156 | 69881.745
GANGA ALTUS | ALTUS CENTRAL STORE | Steel Bars 8mm | 9761.2669 | Kgs |  | 62.1574 | 606735.007
GANGA ALTUS | ALTUS CENTRAL STORE | Sunmica Board 10"x8" | 31 | No. |  | 88.8149 | 2753.2615
GANGA ALTUS | ALTUS CENTRAL STORE | SWR Silent Aerator 4" (70001576) | 111 | No. |  | 1674.8886 | 185912.64
GANGA ALTUS | ALTUS CENTRAL STORE | SWR Silent bend 8" | 60 | No. |  | 690.949 | 41456.94
GANGA ALTUS | ALTUS CENTRAL STORE | SWR Silent Coupler 2 1/2" (2305704) SF | 600 | No. |  | 83.0405 | 49824.32
GANGA ALTUS | ALTUS CENTRAL STORE | SWR Silent Coupler 4" (2274705) PF | 450 | No. |  | 139.2066 | 62642.96
GANGA ALTUS | ALTUS CENTRAL STORE | SWR Silent Coupler 8" | 4 | No. |  | 527.4 | 2109.6
GANGA ALTUS | ALTUS CENTRAL STORE | Swr Silent Cowl 3" ( 2253004) - No. | 12 | No. |  | 22.1283 | 265.54
GANGA ALTUS | ALTUS CENTRAL STORE | Swr Silent Cowl 4" (2253006) | 12 | No. |  | 43.5733 | 522.88
GANGA ALTUS | ALTUS CENTRAL STORE | SWR Silent Pipe 2.5" x 2 FT. D/S R/R | 25 | No. |  | 175.8912 | 4397.28
GANGA ALTUS | ALTUS CENTRAL STORE | SWR Silent Pipe 2.5" x 6 FT. D/S R/R | 12 | No. |  | 472.0067 | 5664.08
GANGA ALTUS | ALTUS CENTRAL STORE | SWR Silent Pipe 3" x 2 ft D/S - No. | 30 | No. |  | 175.8913 | 5276.74
GANGA ALTUS | ALTUS CENTRAL STORE | SWR Silent Pipe 3" x 6 ft D/S | 12 | No. |  | 444.175 | 5330.1
GANGA ALTUS | ALTUS CENTRAL STORE | SWR Silent Pipe 3"x10ft S/S | 13 | No. |  | 657.8338 | 8551.84
GANGA ALTUS | ALTUS CENTRAL STORE | SWR Silent Pipe 4" x 10 ft S/S | 537 | No. |  | 1154.3283 | 619874.32
GANGA ALTUS | ALTUS CENTRAL STORE | SWR Silent Pipe 4" x 2 ft D/S | 25 | No. |  | 264.1784 | 6604.46
GANGA ALTUS | ALTUS CENTRAL STORE | SWR Silent Pipe 4" x 3 ft D/S | 25 | No. |  | 368.892 | 9222.3
GANGA ALTUS | ALTUS CENTRAL STORE | SWR Silent Pipe 4" x 4 ft D/S | 30 | No. |  | 537.1747 | 16115.24
GANGA ALTUS | ALTUS CENTRAL STORE | SWR Silent Pipe 4"x10ft (2152103) PF | 4 | No. |  | 1105.305 | 4421.22
GANGA ALTUS | ALTUS CENTRAL STORE | SWR Silent Pipe 6"x10ft S.S. | 27 | No. |  | 1831.1789 | 49441.83
GANGA ALTUS | ALTUS CENTRAL STORE | SWR Silent Pipe 8"x10ft S.S. | 72 | No. |  | 3023.5731 | 217697.26
GANGA ALTUS | ALTUS CENTRAL STORE | SWR Silent Plug Bend 2.5" (70001519) | 231 | No. |  | 124.3343 | 28721.23
GANGA ALTUS | ALTUS CENTRAL STORE | SWR Silent Plug Bend 4" (70001521) | 130 | No. |  | 244.7943 | 31823.26
GANGA ALTUS | ALTUS CENTRAL STORE | SWR Silent Reducer Socket 6"x4" | 34 | No. |  | 253.2271 | 8609.72
GANGA ALTUS | ALTUS CENTRAL STORE | SWR Silent Shoe bend 2.5" (70001530) | 100 | No. |  | 84.1824 | 8418.24
GANGA ALTUS | ALTUS CENTRAL STORE | SWR Silent Shoe Bend 4" | 466 | No. |  | 149.8841 | 69846
GANGA ALTUS | ALTUS CENTRAL STORE | SWR Silent Shoe Bend 4" (70001532) | 167 | No. |  | 163.4101 | 27289.49
GANGA ALTUS | ALTUS CENTRAL STORE | SWR Silent Shoe Bend 6" | 54 | No. |  | 446.2285 | 24096.34
GANGA ALTUS | ALTUS CENTRAL STORE | SWR Silent Shoe Bend 8" | 110 | No. |  | 558.376 | 61421.36
GANGA ALTUS | ALTUS CENTRAL STORE | SWR Silent Single Y 4" | 20 | No. |  | 280.606 | 5612.12
GANGA ALTUS | ALTUS CENTRAL STORE | SWR Silent Single Y 6" | 7 | No. |  | 854.1329 | 5978.93
GANGA ALTUS | ALTUS CENTRAL STORE | SWR Silent Socket 4" (Coupler) | 35 | No. |  | 115.6657 | 4048.3
GANGA ALTUS | ALTUS CENTRAL STORE | SWR Silent Socket 6" | 12 | No. |  | 250.49 | 3005.88
GANGA ALTUS | ALTUS CENTRAL STORE | Tag | 27.98 | Kgs |  | 260.6791 | 7293.802
GANGA ALTUS | ALTUS CENTRAL STORE | Tank Nipple 3" - No. | 1 | No. |  | 863.1 | 863.1
GANGA ALTUS | ALTUS CENTRAL STORE | Teflon Tape | 2317 | No. |  | 16.9438 | 39258.7966
GANGA ALTUS | ALTUS CENTRAL STORE | Tele. Socket 2line Terminal shutter 1028 white( Corum) | 16 | No. |  | 66.5069 | 1064.11
GANGA ALTUS | ALTUS CENTRAL STORE | Telephone wire 10 pair | 200 | Mtrs |  | 37 | 7400
GANGA ALTUS | ALTUS CENTRAL STORE | Thermacol 50mm Thk.1mtr x1mt | 24 | No. |  | 222.3828 | 5337.1872
GANGA ALTUS | ALTUS CENTRAL STORE | Threaded Rod 08mm with dia 2 mtr. | 54 | No. |  | 100 | 5400
GANGA ALTUS | ALTUS CENTRAL STORE | Threaded rod 10mmx2mtr | 420 | No. |  | 99.5529 | 41812.22
GANGA ALTUS | ALTUS CENTRAL STORE | Threaded Rod 8mm x 1mtr | 228 | No. |  | 45.5134 | 10377.0563
GANGA ALTUS | ALTUS CENTRAL STORE | Threded Rod 10mmx2mtr long | 308 | No. |  | 99.6676 | 30697.61
GANGA ALTUS | ALTUS CENTRAL STORE | Threded Rod 8mmx2mtr long - No. | 190 | No. |  | 68.1483 | 12948.18
GANGA ALTUS | ALTUS CENTRAL STORE | Tile Adhesive Kerakoll Superflex | 12 | Kgs |  | 484.4625 | 5813.55
GANGA ALTUS | ALTUS CENTRAL STORE | Toilet Door Shutter (35mm) 2250mm(H)x750mm(W) | 46 | No. |  | 5395.9674 | 248214.501
GANGA ALTUS | ALTUS CENTRAL STORE | Torch | 1 | No. |  | 973.5 | 973.5
GANGA ALTUS | ALTUS CENTRAL STORE | Tower Bolt | 2 | No. |  | 1672.635 | 3345.27
GANGA ALTUS | ALTUS CENTRAL STORE | Tower Bolt 6" | 8 | No. |  | 100 | 800
GANGA ALTUS | ALTUS CENTRAL STORE | TPN DB DD 4 Way (607715) | 3 | No. |  | 100 | 300
GANGA ALTUS | ALTUS CENTRAL STORE | TPN DB DD 8 Way (507727) | 1 | No. |  | 9591.26 | 9591.26
GANGA ALTUS | ALTUS CENTRAL STORE | Transformer 22KV 630Kva | 2 | No. |  | 1121000 | 2242000
GANGA ALTUS | ALTUS CENTRAL STORE | Transport Charges | 3 | No. |  | 3878.2667 | 11634.8
GANGA ALTUS | ALTUS CENTRAL STORE | Trigger Spray Chrome 27513000 | 2 | No. |  | 1405 | 2810
GANGA ALTUS | ALTUS CENTRAL STORE | Tubelight set 20 watts | 50 | No. |  | 171.1 | 8555
GANGA ALTUS | ALTUS CENTRAL STORE | Tubelights set 20 watts 4 ft | 13 | No. |  | 239.005 | 3107.0654
GANGA ALTUS | ALTUS CENTRAL STORE | Turn Buckle (16mm) with wire rope | 23 | No. |  | 1121 | 25783
GANGA ALTUS | ALTUS CENTRAL STORE | UPS | 1 | No. |  | 2614.88 | 2614.88
GANGA ALTUS | ALTUS CENTRAL STORE | Utility Pumps | 1 | No. |  | 261842 | 261842
GANGA ALTUS | ALTUS CENTRAL STORE | Valancia 40 CM | 2 | No. |  | 650 | 1300
GANGA ALTUS | ALTUS CENTRAL STORE | Valancia35 CM | 12 | No. |  | 525 | 6300
GANGA ALTUS | ALTUS CENTRAL STORE | Vertical Cuplog 2.5mtr. | 8 | No. |  | 1173.2188 | 9385.75
GANGA ALTUS | ALTUS CENTRAL STORE | Vertical Safety Net 6mtr x 8mtr | 240 | Sq.m. |  | 89.25 | 21420
GANGA ALTUS | ALTUS CENTRAL STORE | Vitrified Tile 600x600 Tropic Super White | 58379.55 | Sq.Ft |  | 42.5003 | 2481146.7153
GANGA ALTUS | ALTUS CENTRAL STORE | W.H. Commode with seat cover (Cordo-S1043108-Cera Sn. white) | 226 | No. |  | 3826.7213 | 864839.016
GANGA ALTUS | ALTUS CENTRAL STORE | Wall Putty (Rakshak) Cement Based | 3400 | Kgs |  | 14.75 | 50150
GANGA ALTUS | ALTUS CENTRAL STORE | Wall Tie 500 mm W x300mm Long in 5mm Thick - No. | 500 | No. |  | 60.2195 | 30109.77
GANGA ALTUS | ALTUS CENTRAL STORE | Wash Basin (Calburt S2020137-Cera Sn. white) | 120 | No. |  | 2372.6198 | 284714.379
GANGA ALTUS | ALTUS CENTRAL STORE | Wash Basin (Cera Corner S2040123) - Snow White | 5 | No. |  | 644.223 | 3221.115
GANGA ALTUS | ALTUS CENTRAL STORE | Wash Basin (Chime-S2040139-Cera Sn. white) | 109 | No. |  | 1020.2549 | 111207.786
GANGA ALTUS | ALTUS CENTRAL STORE | Wash Basin (Corner S2040161- Cera Sn. white) | 8 | No. |  | 1040.1137 | 8320.91
GANGA ALTUS | ALTUS CENTRAL STORE | Washer 8mm | 1582 | No. |  | 1.1917 | 1885.3166
GANGA ALTUS | ALTUS CENTRAL STORE | Waste Coupling 1 1/4" FT | 399 | No. |  | 282.8072 | 112840.07
GANGA ALTUS | ALTUS CENTRAL STORE | Wedges | 6340 | No. |  | 5.2803 | 33476.97
GANGA ALTUS | ALTUS CENTRAL STORE | Wire Rope Sling 2.5MT 2mtr-16sqmm | 4 | No. |  | 1327.075 | 5308.3
GANGA ALTUS | ALTUS CENTRAL STORE | Wooden Board 4"X4" | 17 | No. |  | 100 | 1700
GANGA ALTUS | ALTUS CENTRAL STORE | XLPE Cable 22KV 3C /95sqmm | 60 | Mtrs |  | 1748.7965 | 104927.79
GANGA ALTUS | ALTUS CENTRAL STORE | XLPE Cable 22KV 3C/300Sqmm | 540 | Mtrs |  | 3388.3871 | 1829729.034
GANGA ALTUS | ALTUS CENTRAL STORE | Y Strainer 2" | 1 | No. |  | 1925.76 | 1925.76
GANGA ALTUS | ALTUS CENTRAL STORE | Y Strainer 65mm | 4 | No. |  | 2617.83 | 10471.32