## LRM638606946266164179_00001.xls
LABOUR RATE MASTER
Rate List: 04 ELECTRICAL WORK
Page 1 of 1
Total Records: 1997 Records 1 To 1997
Labour Rate Name | Contractor Name | Labour Name | Unit Tech. | Conversion Factor | Unit Comm. | Rate | Credit | Entry Date | Remark
04 ELECTRICAL WORK | P.L. VISHWAKARMA ELECTRICALS (FIRM) | 1 HP Motar Power Point | No. | 1 | No. | 250 | 0 | 14 Jan 2021
04 ELECTRICAL WORK | A.D. ASSOCIATES ELECTRICALS PVT LTD | 1 Module Plate (M) | No. | 1 | No. | 62.34 | 0 | 05 Nov 2018
04 ELECTRICAL WORK | VAISHALI ELECTRICAL | 1 Nos 5 amp 3 pin 1 phase raw power swt with skt | No. | 1 | No. | 350 | 0 | 27 Dec 2022
04 ELECTRICAL WORK | A.D. ASSOCIATES ELECTRICALS PVT LTD | 1" Casing & Caping (M) | Mtrs | 1 | Mtrs | 82 | 0 | 27 Apr 2021
04 ELECTRICAL WORK | A.D. ASSOCIATES ELECTRICALS PVT LTD | 1" Casing & Caping (M) | Mtrs | 1 | Mtrs | 19.89 | 0 | 27 Oct 2020
04 ELECTRICAL WORK | VAISHALI ELECTRICAL | 1.5 sq.mm Wire | Mtrs | 1 | Mtrs | 55 | 0 | 07 May 2024
04 ELECTRICAL WORK | RAJ ELECTRICAL SERVICES | 1.5 sqmm 4C (Automation) | R.Ft | 1 | R.Ft | 20 | 0 | 20 Sep 2018
04 ELECTRICAL WORK | RAJ ELECTRICAL SERVICES | 1.5 sqmm 4C Curtain | No. | 1 | R.Ft | 20 | 0 | 20 Sep 2018
04 ELECTRICAL WORK | RAJ ELECTRICAL SERVICES | 1.5 sqmm 4C Flexible Cable | R.Ft | 1 | R.Ft | 20 | 0 | 21 Sep 2018
04 ELECTRICAL WORK | A.D. ASSOCIATES ELECTRICALS PVT LTD | 1.5 Sqmm Cable (L) | R.Ft | 1 | R.Ft | 13 | 0 | 13 Apr 2021
04 ELECTRICAL WORK | LAXMI ELECTRICALS | 1.5 Sqmm Cable Laying | Mtrs | 1 | Mtrs | 25 | 0 | 22 Mar 2021
04 ELECTRICAL WORK | VAISHALI ELECTRICAL | 1.5 Sqmm Cable Laying | Mtrs | 1 | Mtrs | 55 | 0 | 29 Aug 2022
04 ELECTRICAL WORK | KAMAL FIRE FIGHTING SYSTEM | 1.5 Sqmm Cable laying (L) | Mtrs | 1 | Mtrs | 50 | 0 | 20 Oct 2020
04 ELECTRICAL WORK | A.D. ASSOCIATES ELECTRICALS PVT LTD | 1.5 Sqmm Cable laying (L) | Mtrs | 1 | Mtrs | 13 | 0 | 13 Apr 2021
04 ELECTRICAL WORK | KAMAL FIRE FIGHTING SYSTEM (MATERIAL) | 1.5 Sqmm Cable laying (M) | Mtrs | 1 | Mtrs | 210 | 0 | 20 Oct 2020
04 ELECTRICAL WORK | A.D. ASSOCIATES ELECTRICALS PVT LTD | 1.5 sqmm Cu wire (M) | Mtrs | 1 | Mtrs | 15 | 0 | 27 Apr 2021
04 ELECTRICAL WORK | A.D. ASSOCIATES ELECTRICALS PVT LTD | 1.5 sqmm Cu wire (M) | Mtrs | 1 | Mtrs | 17.8 | 0 | 01 Feb 2024
04 ELECTRICAL WORK | A.D. ASSOCIATES ELECTRICALS PVT LTD | 1.5 sqmm Cu wire (M) | Mtrs | 1 | Mtrs | 16 | 0 | 03 May 2024
04 ELECTRICAL WORK | A.D. ASSOCIATES ELECTRICALS PVT LTD | 1.5 sqmm Cu wire (M) | Mtrs | 1 | Mtrs | 16.12 | 0 | 03 May 2024
04 ELECTRICAL WORK | A.D. ASSOCIATES ELECTRICALS PVT LTD | 1.5 sqmm Cu wire (M) | Mtrs | 1 | Mtrs | 11 | 0 | 26 Aug 2019
04 ELECTRICAL WORK | A.D. ASSOCIATES ELECTRICALS PVT LTD | 1.5 sqmm Cu wire (M) | Mtrs | 1 | Mtrs | 10.38 | 0 | 28 Aug 2019
04 ELECTRICAL WORK | A.D. ASSOCIATES ELECTRICALS PVT LTD | 1.5 sqmm Cu wire (M) | Mtrs | 1 | Mtrs | 10.53 | 0 | 27 Oct 2020
04 ELECTRICAL WORK | NEPTUNE ENGINEERS | 1.5 Tr H-Wall Compressor (M+L) | No. | 1 | No. | 5880 | 0 | 19 Dec 2019
04 ELECTRICAL WORK | NEPTUNE ENGINEERS | 1/2 Service Valve (M+L) | No. | 1 | No. | 600 | 0 | 19 Dec 2019
04 ELECTRICAL WORK | NEPTUNE ENGINEERS | 1/4" Service Valve -DCH | No. | 1 | No. | 550 | 0 | 19 Dec 2019
04 ELECTRICAL WORK | A.D. ASSOCIATES ELECTRICALS PVT LTD | 10 Sq.mm Lead Cable Termination (L) | No. | 1 | No. | 20 | 0 | 13 Feb 2024
04 ELECTRICAL WORK | A.D. ASSOCIATES ELECTRICALS PVT LTD | 10 Sq.mm Lead Cable Termination (M) | No. | 1 | No. | 39.99 | 0 | 01 Feb 2024
04 ELECTRICAL WORK | A.D. ASSOCIATES ELECTRICALS PVT LTD | 10 Sq.mm Single Copper Flexible Cable (L) | Mtrs | 1 | Mtrs | 40 | 0 | 09 Sep 2023
04 ELECTRICAL WORK | A.D. ASSOCIATES ELECTRICALS PVT LTD | 10 Sq.mm Single Copper Flexible Cable (M) | Mtrs | 1 | Mtrs | 108 | 0 | 09 Sep 2023
04 ELECTRICAL WORK | A.D. ASSOCIATES ELECTRICALS PVT LTD | 10 Sq.mm Single Copper Flexible Termination Cable (L) | No. | 1 | No. | 50 | 0 | 09 Sep 2023
04 ELECTRICAL WORK | A.D. ASSOCIATES ELECTRICALS PVT LTD | 10 Sq.mm Single Copper Flexible Termination Cable (M) | No. | 1 | No. | 18 | 0 | 09 Sep 2023
04 ELECTRICAL WORK | LAXMI ELECTRICALS | 10 sqmm Cable Laying (L). | Mtrs | 1 | Mtrs | 36 | 0 | 13 Mar 2023
04 ELECTRICAL WORK | A.D. ASSOCIATES ELECTRICALS PVT LTD | 10 sqmm Cu wire (L) | R.Ft | 1 | Mtrs | 10 | 0 | 22 Jan 2019
04 ELECTRICAL WORK | RAJ ELECTRICAL SERVICES | 10 Sqmm Lugs Fixing | No. | 1 | No. | 40 | 0 | 13 Mar 2019
04 ELECTRICAL WORK | LAXMI ELECTRICALS (Prop.Mayur Raskar) | 10 Sqmm x 4C Cable (L) | Mtrs | 1 | Mtrs | 25 | 0 | 09 Apr 2024
04 ELECTRICAL WORK | A.D. ASSOCIATES ELECTRICALS PVT LTD | 100 Amp DPX MCCB 16 KA (L) | No. | 1 | No. | 1500 | 0 | 28 Apr 2021
04 ELECTRICAL WORK | A.D. ASSOCIATES ELECTRICALS PVT LTD | 100 Amp DPX MCCB 16 KA (M) | No. | 1 | No. | 4473 | 0 | 27 Apr 2021
04 ELECTRICAL WORK | LAXMI ELECTRICALS | 100 Amp ICTP Fixing | No. | 1 | No. | 1500 | 0 | 02 Nov 2018
04 ELECTRICAL WORK | RAJ ELECTRICAL SERVICES | 100 Amp MCCB Main Switch | No. | 1 | No. | 1000 | 0 | 21 Sep 2018
04 ELECTRICAL WORK | A.D. ASSOCIATES ELECTRICALS PVT LTD | 100A,100mA 4P ELCB in metal boards enclosure (L) | No. | 1 | No. | 500 | 0 | 09 Sep 2023
04 ELECTRICAL WORK | A.D. ASSOCIATES ELECTRICALS PVT LTD | 100A,100mA 4P ELCB in metal boards enclosure (M) | No. | 1 | No. | 5157 | 0 | 09 Sep 2023
04 ELECTRICAL WORK | A.D. ASSOCIATES ELECTRICALS PVT LTD | 12 Module Box (M) | No. | 1 | No. | 285 | 0 | 01 Feb 2024
04 ELECTRICAL WORK | A.D. ASSOCIATES ELECTRICALS PVT LTD | 12 Module Plate (M) | No. | 1 | No. | 392 | 0 | 01 Feb 2024
04 ELECTRICAL WORK | A.D. ASSOCIATES ELECTRICALS PVT LTD | 12 Way LDB | No. | 1 | No. | 1500 | 0 | 22 Sep 2017
04 ELECTRICAL WORK | P.L. VISHWAKARMA ELECTRICALS (FIRM) | 12 Way SPN DB | No. | 1 | No. | 1200 | 0 | 21 Jul 2021
04 ELECTRICAL WORK | VAISHALI ELECTRICAL | 12 Way SPN DB | No. | 1 | No. | 1200 | 0 | 22 Dec 2021
04 ELECTRICAL WORK | VAISHALI ENTERPRISES | 12 Way SPN DB | No. | 1 | No. | 1200 | 0 | 22 Dec 2021
04 ELECTRICAL WORK | VAISHALI ELECTRICAL | 12 way SPN DB for UPS | No. | 1 | No. | 1200 | 0 | 21 Dec 2021
04 ELECTRICAL WORK | A.D. ASSOCIATES ELECTRICALS PVT LTD | 120 Sq.mm Lead Cable (L) | Mtrs | 1 | Mtrs | 90 | 0 | 13 Feb 2024
04 ELECTRICAL WORK | A.D. ASSOCIATES ELECTRICALS PVT LTD | 120 Sq.mm Lead Cable Termination (L) | No. | 1 | No. | 90 | 0 | 13 Feb 2024
04 ELECTRICAL WORK | ADITI POWER CARE AND ENTERPRISES | 120 Sqmm x 3.5 Core Alu. Armoud jointing kit (M+L) | No. | 1 | No. | 2800 | 0 | 03 Apr 2024
04 ELECTRICAL WORK | A.D. ASSOCIATES ELECTRICALS PVT LTD | 125 Amp DPX MCCB 16 KA (L) | No. | 1 | No. | 1500 | 0 | 28 Apr 2021
04 ELECTRICAL WORK | A.D. ASSOCIATES ELECTRICALS PVT LTD | 125 Amp DPX MCCB 16 KA (M) | No. | 1 | No. | 6386 | 0 | 27 Apr 2021
04 ELECTRICAL WORK | KANAD ELECTRICAL SERVICES | 1250A DN4 1250N FP (SD) (M) | No. | 1 | No. | 166078.24 | 0 | 10 Aug 2023
04 ELECTRICAL WORK | A.D. ASSOCIATES ELECTRICALS PVT LTD | 125A FP MCB (M) | No. | 1 | No. | 5803 | 0 | 01 Feb 2024
04 ELECTRICAL WORK | A.D. ASSOCIATES ELECTRICALS PVT LTD | 125A FP MCB Enclosure (L) | No. | 1 | No. | 3000 | 0 | 13 Feb 2024
04 ELECTRICAL WORK | A.D. ASSOCIATES ELECTRICALS PVT LTD | 125A FP MCB Enclosure (M) | No. | 1 | No. | 2430 | 0 | 01 Feb 2024
04 ELECTRICAL WORK | A.D. ASSOCIATES ELECTRICALS PVT LTD | 125A FP MCB Enclosure (M) | No. | 1 | No. | 5803 | 0 | 01 Feb 2024
04 ELECTRICAL WORK | HARISH CHANDRA JADHAV ELECTRICALS | 12M Base Plate | No. | 1 | No. | 270 | 0 | 11 Dec 2021
04 ELECTRICAL WORK | HARISH CHANDRA JADHAV ELECTRICALS | 12M Base Plate | No. | 1 | No. | 240 | 0 | 02 Feb 2024
04 ELECTRICAL WORK | A.D. ASSOCIATES ELECTRICALS PVT LTD | 13 Amp International Socket (M) | No. | 1 | No. | 154.98 | 0 | 05 Nov 2018
04 ELECTRICAL WORK | A.D. ASSOCIATES ELECTRICALS PVT LTD | 13 Amp International Socket (M) | No. | 1 | No. | 294.84 | 0 | 28 Aug 2019
04 ELECTRICAL WORK | A.D. ASSOCIATES ELECTRICALS PVT LTD | 13 Amp International Socket (M) | No. | 1 | No. | 307 | 0 | 27 Apr 2021
04 ELECTRICAL WORK | RAJ ELECTRICAL SERVICES | 13 Amp Plug Point | No. | 1 | No. | 999 | 0 | 18 Feb 2019
04 ELECTRICAL WORK | RAJ ELECTRICAL SERVICES | 13 Amp Plug Point | No. | 1 | No. | 300 | 0 | 13 Mar 2019
04 ELECTRICAL WORK | SHIV ELECTRICAL ENGINEERS AND CONTRACTORS | 14W/Mtrs Strip Light | No. | 1 | No. | 14450 | 0 | 26 Feb 2024
04 ELECTRICAL WORK | VAISHALI ELECTRICAL | 15 amp 5 pin single phase raw power switch with sockets | No. | 1 | No. | 350 | 0 | 22 Dec 2021
04 ELECTRICAL WORK | VAISHALI ELECTRICAL | 15 Amp Point- | No. | 1 | No. | 450 | 0 | 28 Dec 2022
04 ELECTRICAL WORK | VAISHALI ELECTRICAL | 15 Amp Point- | No. | 1 | No. | 250 | 0 | 24 Oct 2023
04 ELECTRICAL WORK | KADAVATH VENKAT ENTERPRISES | 15 Amp Power Point fixing CC | No. | 1 | No. | 220 | 0 | 11 Mar 2021
04 ELECTRICAL WORK | LAXMI ELECTRICALS ENTERPRISES | 150 Sqmm LT Cable Termination | No. | 1 | No. | 800 | 0 | 07 Jun 2021
04 ELECTRICAL WORK | A.D. ASSOCIATES ELECTRICALS PVT LTD | 150mm Peforated Cable Tray Removal | Mtrs | 1 | Mtrs | 130 | 0 | 23 Sep 2021
04 ELECTRICAL WORK | A.D. ASSOCIATES ELECTRICALS PVT LTD | 16 AMP Plug point (Independent) - | No. | 1 | No. | 600 | 0 | 29 Jul 2020
04 ELECTRICAL WORK | A.D. ASSOCIATES ELECTRICALS PVT LTD | 16 Amp Switch (M) | No. | 1 | No. | 123 | 0 | 26 Aug 2019
04 ELECTRICAL WORK | A.D. ASSOCIATES ELECTRICALS PVT LTD | 16 Sq.mm Single Copper Flexible Cable (L) | Mtrs | 1 | Mtrs | 40 | 0 | 09 Sep 2023
04 ELECTRICAL WORK | A.D. ASSOCIATES ELECTRICALS PVT LTD | 16 Sq.mm Single Copper Flexible Cable (M) | Mtrs | 1 | Mtrs | 174 | 0 | 09 Sep 2023
04 ELECTRICAL WORK | A.D. ASSOCIATES ELECTRICALS PVT LTD | 16 Sq.mm Single Copper Flexible Termination Cable (L) | No. | 1 | No. | 50 | 0 | 09 Sep 2023
04 ELECTRICAL WORK | A.D. ASSOCIATES ELECTRICALS PVT LTD | 16 Sq.mm Single Copper Flexible Termination Cable (M) | No. | 1 | No. | 22 | 0 | 09 Sep 2023
04 ELECTRICAL WORK | RAJ ELECTRICAL SERVICES | 16 Sqmm Armd Cable (L) | R.Ft | 1 | R.Ft | 60 | 0 | 14 Mar 2019
04 ELECTRICAL WORK | VAISHALI ELECTRICAL | 16 sqmm Cu wire (L) | Mtrs | 1 | Mtrs | 90 | 0 | 31 Mar 2023
04 ELECTRICAL WORK | A.D. ASSOCIATES ELECTRICALS PVT LTD | 16 sqmm Cu wire (L) | Mtrs | 1 | Mtrs | 10 | 0 | 22 Jan 2019
04 ELECTRICAL WORK | RAJ ELECTRICAL SERVICES | 16 sqmm Gland Fixing | No. | 1 | No. | 300 | 0 | 20 Sep 2018
04 ELECTRICAL WORK | RAJ ELECTRICAL SERVICES | 16 Way MCB Box fixing | No. | 1 | No. | 900 | 0 | 21 Sep 2018
04 ELECTRICAL WORK | RAJ ELECTRICAL SERVICES | 16 Way MCB Box fixing | No. | 1 | No. | 1500 | 0 | 07 Jan 2020
04 ELECTRICAL WORK | SAHOO ELECTRICAL | 16 Way SPN DB | No. | 1 | No. | 1000 | 0 | 06 Nov 2018
04 ELECTRICAL WORK | SAHOO ELECTRICAL | 16 Way SPN DB | No. | 1 | No. | 1100 | 0 | 06 Nov 2018
04 ELECTRICAL WORK | A.D. ASSOCIATES ELECTRICALS PVT LTD | 16 Way SPN DB | No. | 1 | No. | 600 | 0 | 06 Oct 2017
04 ELECTRICAL WORK | ARSENCON ENGINEERS PRIVATE LIMITED | 16 Way SPN DB | No. | 1 | No. | 1000 | 0 | 31 Mar 2021
04 ELECTRICAL WORK | VAISHALI ELECTRICAL | 16 Way TPN DB for lighting & power | No. | 1 | No. | 4000 | 0 | 21 Dec 2021
04 ELECTRICAL WORK | A.D. ASSOCIATES ELECTRICALS PVT LTD | 160 Amp DPX MCCB 16KA (L) | No. | 1 | No. | 1500 | 0 | 28 Apr 2021
04 ELECTRICAL WORK | A.D. ASSOCIATES ELECTRICALS PVT LTD | 160 Amp DPX MCCB 16KA (M) | No. | 1 | No. | 5894 | 0 | 27 Apr 2021
04 ELECTRICAL WORK | A.D. ASSOCIATES ELECTRICALS PVT LTD | 160 Amp DPX MCCB 25 KA (L) | No. | 1 | No. | 5000 | 0 | 10 Dec 2020
04 ELECTRICAL WORK | A.D. ASSOCIATES ELECTRICALS PVT LTD | 160 Amp DPX MCCB 25 KA (L) | No. | 1 | No. | 4500 | 0 | 13 Feb 2024
04 ELECTRICAL WORK | A.D. ASSOCIATES ELECTRICALS PVT LTD | 160 Amp DPX MCCB 25 KA (M) | No. | 1 | No. | 7297 | 0 | 10 Dec 2020
04 ELECTRICAL WORK | A.D. ASSOCIATES ELECTRICALS PVT LTD | 160 Amp DPX MCCB 25 KA (M) | No. | 1 | No. | 25564.5 | 0 | 01 Feb 2024
04 ELECTRICAL WORK | A.D. ASSOCIATES ELECTRICALS PVT LTD | 16A Socket & Switch | No. | 1 | No. | 600 | 0 | 28 Apr 2021
04 ELECTRICAL WORK | A.D. ASSOCIATES ELECTRICALS PVT LTD | 16A,30mA-DP,RCBO,Type A (L) | No. | 1 | No. | 300 | 0 | 10 Dec 2020
04 ELECTRICAL WORK | A.D. ASSOCIATES ELECTRICALS PVT LTD | 16A,30mA-DP,RCBO,Type A (M) | No. | 1 | No. | 1835 | 0 | 10 Dec 2020
04 ELECTRICAL WORK | A.D. ASSOCIATES ELECTRICALS PVT LTD | 16A-SP-MCB (M) | No. | 1 | No. | 143 | 0 | 10 Dec 2020
04 ELECTRICAL WORK | A.D. ASSOCIATES ELECTRICALS PVT LTD | 18 way SPN DB | No. | 1 | No. | 600 | 0 | 13 Oct 2018
04 ELECTRICAL WORK | ADITI POWER CARE AND ENTERPRISES | 185 Sqmm x 3.5 Core Alu. Armoud jointing kit (M+L) | No. | 1 | No. | 2800 | 0 | 03 Apr 2024
04 ELECTRICAL WORK | A.D. ASSOCIATES ELECTRICALS PVT LTD | 1C x 10 sqmm Copper Lead (L) | No. | 1 | No. | 65 | 0 | 23 Sep 2021
04 ELECTRICAL WORK | A.D. ASSOCIATES ELECTRICALS PVT LTD | 1C x 10 sqmm Copper Lead (L) | No. | 1 | No. | 25 | 0 | 13 Feb 2024
04 ELECTRICAL WORK | A.D. ASSOCIATES ELECTRICALS PVT LTD | 1C x 10 sqmm Copper Lead (M) | No. | 1 | No. | 110.57 | 0 | 01 Feb 2024
04 ELECTRICAL WORK | A.D. ASSOCIATES ELECTRICALS PVT LTD | 1C x 10 sqmm Copper Lead (M) | No. | 1 | No. | 108.35 | 0 | 14 Feb 2024
04 ELECTRICAL WORK | A.D. ASSOCIATES ELECTRICALS PVT LTD | 1C x 10 sqmm Copper Lead (M) | No. | 1 | No. | 41 | 0 | 23 Sep 2021
04 ELECTRICAL WORK | A.D. ASSOCIATES ELECTRICALS PVT LTD | 1C x 35 sqmm Copper Lead (L) | No. | 1 | No. | 65 | 0 | 23 Sep 2021
04 ELECTRICAL WORK | A.D. ASSOCIATES ELECTRICALS PVT LTD | 1C x 35 sqmm Copper Lead (M) | No. | 1 | No. | 64 | 0 | 23 Sep 2021
04 ELECTRICAL WORK | A.D. ASSOCIATES ELECTRICALS PVT LTD | 1C x 50 sqmm Copper Lead (L) | No. | 1 | No. | 75 | 0 | 23 Sep 2021
04 ELECTRICAL WORK | A.D. ASSOCIATES ELECTRICALS PVT LTD | 1C x 50 sqmm Copper Lead (L) | No. | 1 | No. | 60 | 0 | 13 Feb 2024
04 ELECTRICAL WORK | A.D. ASSOCIATES ELECTRICALS PVT LTD | 1C x 50 sqmm Copper Lead (M) | No. | 1 | No. | 88 | 0 | 23 Sep 2021
04 ELECTRICAL WORK | A.D. ASSOCIATES ELECTRICALS PVT LTD | 1C x 50 sqmm Copper Lead (M) | No. | 1 | No. | 552.83 | 0 | 01 Feb 2024
04 ELECTRICAL WORK | A.D. ASSOCIATES ELECTRICALS PVT LTD | 1C x 50 sqmm Copper Lead (M) | No. | 1 | No. | 541.77 | 0 | 14 Feb 2024
04 ELECTRICAL WORK | A.D. ASSOCIATES ELECTRICALS PVT LTD | 1C x 70 sqmm Copper Lead (L) | No. | 1 | No. | 75 | 0 | 23 Sep 2021
04 ELECTRICAL WORK | A.D. ASSOCIATES ELECTRICALS PVT LTD | 1C x 70 sqmm Copper Lead (L) | No. | 1 | No. | 70 | 0 | 13 Feb 2024
04 ELECTRICAL WORK | A.D. ASSOCIATES ELECTRICALS PVT LTD | 1C x 70 sqmm Copper Lead (M) | No. | 1 | No. | 766.35 | 0 | 03 Feb 2024
04 ELECTRICAL WORK | A.D. ASSOCIATES ELECTRICALS PVT LTD | 1C x 70 sqmm Copper Lead (M) | No. | 1 | No. | 751.02 | 0 | 14 Feb 2024
04 ELECTRICAL WORK | A.D. ASSOCIATES ELECTRICALS PVT LTD | 1C x 70 sqmm Copper Lead (M) | No. | 1 | No. | 124 | 0 | 23 Sep 2021
04 ELECTRICAL WORK | A.D. ASSOCIATES ELECTRICALS PVT LTD | 1C x 10 sqmm Copper Lead(L) | Mtrs | 1 | Mtrs | 30 | 0 | 23 Sep 2021
04 ELECTRICAL WORK | A.D. ASSOCIATES ELECTRICALS PVT LTD | 1C x 10 sqmm Copper Lead(L) | Mtrs | 1 | Mtrs | 25 | 0 | 13 Feb 2024
04 ELECTRICAL WORK | A.D. ASSOCIATES ELECTRICALS PVT LTD | 1C x 10 sqmm Copper Lead(M) | Mtrs | 1 | Mtrs | 111 | 0 | 23 Sep 2021
04 ELECTRICAL WORK | A.D. ASSOCIATES ELECTRICALS PVT LTD | 1C x 10 sqmm Copper Lead(M) | Mtrs | 1 | Mtrs | 110.57 | 0 | 01 Feb 2024
04 ELECTRICAL WORK | A.D. ASSOCIATES ELECTRICALS PVT LTD | 1C x 35 sqmm Copper Lead(L) | Mtrs | 1 | Mtrs | 40 | 0 | 23 Sep 2021
04 ELECTRICAL WORK | A.D. ASSOCIATES ELECTRICALS PVT LTD | 1C x 35 sqmm Copper Lead(M) | Mtrs | 1 | Mtrs | 377 | 0 | 23 Sep 2021
04 ELECTRICAL WORK | A.D. ASSOCIATES ELECTRICALS PVT LTD | 1C x 50 sqmm Copper Lead(L) | Mtrs | 1 | Mtrs | 60 | 0 | 13 Feb 2024
04 ELECTRICAL WORK | A.D. ASSOCIATES ELECTRICALS PVT LTD | 1C x 50 sqmm Copper Lead(L) | Mtrs | 1 | Mtrs | 45 | 0 | 23 Sep 2021
04 ELECTRICAL WORK | A.D. ASSOCIATES ELECTRICALS PVT LTD | 1C x 50 sqmm Copper Lead(M) | Mtrs | 1 | Mtrs | 534 | 0 | 23 Sep 2021
04 ELECTRICAL WORK | A.D. ASSOCIATES ELECTRICALS PVT LTD | 1C x 50 sqmm Copper Lead(M) | Mtrs | 1 | Mtrs | 541.77 | 0 | 14 Feb 2024
04 ELECTRICAL WORK | A.D. ASSOCIATES ELECTRICALS PVT LTD | 1C x 70 sqmm Copper Lead(L) | Mtrs | 1 | Mtrs | 50 | 0 | 23 Sep 2021
04 ELECTRICAL WORK | A.D. ASSOCIATES ELECTRICALS PVT LTD | 1C x 70 sqmm Copper Lead(L) | Mtrs | 1 | Mtrs | 70 | 0 | 13 Feb 2024
04 ELECTRICAL WORK | A.D. ASSOCIATES ELECTRICALS PVT LTD | 1C x 70 sqmm Copper Lead(M) | Mtrs | 1 | Mtrs | 751.02 | 0 | 14 Feb 2024
04 ELECTRICAL WORK | A.D. ASSOCIATES ELECTRICALS PVT LTD | 1C x 70 sqmm Copper Lead(M) | Mtrs | 1 | Mtrs | 652 | 0 | 23 Sep 2021
04 ELECTRICAL WORK | A.D. ASSOCIATES ELECTRICALS PVT LTD | 1C x 70 sqmm Copper Lead(M) | Mtrs | 1 | Mtrs | 766.35 | 0 | 01 Feb 2024
04 ELECTRICAL WORK | VAISHALI ELECTRICAL | 1Nos 15 amp 5 pin &1no 5A Skt 1phase raw power swt with skt | No. | 1 | No. | 450 | 0 | 27 Dec 2022
04 ELECTRICAL WORK | P.L. VISHWAKARMA ELECTRICALS (FIRM) | 1w LED wall washer | No. | 1 | No. | 200 | 0 | 26 Nov 2018
04 ELECTRICAL WORK | A.D. ASSOCIATES ELECTRICALS PVT LTD | 2 Module Box (M) | No. | 1 | No. | 54.99 | 0 | 05 Nov 2018
04 ELECTRICAL WORK | A.D. ASSOCIATES ELECTRICALS PVT LTD | 2 Module Box (M) | No. | 1 | No. | 53 | 0 | 26 Aug 2019
04 ELECTRICAL WORK | A.D. ASSOCIATES ELECTRICALS PVT LTD | 2 Module Box (M) | No. | 1 | No. | 60.77 | 0 | 28 Aug 2019
04 ELECTRICAL WORK | A.D. ASSOCIATES ELECTRICALS PVT LTD | 2 Module Box (M) | No. | 1 | No. | 69 | 0 | 27 Apr 2021
04 ELECTRICAL WORK | A.D. ASSOCIATES ELECTRICALS PVT LTD | 2 Module Box (M) | No. | 1 | No. | 78 | 0 | 01 Feb 2024
04 ELECTRICAL WORK | A.D. ASSOCIATES ELECTRICALS PVT LTD | 2 Module Plate (M) | No. | 1 | No. | 88 | 0 | 27 Apr 2021
04 ELECTRICAL WORK | A.D. ASSOCIATES ELECTRICALS PVT LTD | 2 Module Plate (M) | No. | 1 | No. | 108 | 0 | 01 Feb 2024
04 ELECTRICAL WORK | A.D. ASSOCIATES ELECTRICALS PVT LTD | 2 Module Plate (M) | No. | 1 | No. | 64.94 | 0 | 05 Nov 2018
04 ELECTRICAL WORK | A.D. ASSOCIATES ELECTRICALS PVT LTD | 2 Module Plate (M) | No. | 1 | No. | 77.69 | 0 | 28 Aug 2019
04 ELECTRICAL WORK | VAISHALI ELECTRICAL | 2 Nos 15 amp 5 pin 1 phase raw power swt with skt | No. | 1 | No. | 450 | 0 | 28 Dec 2022
04 ELECTRICAL WORK | VAISHALI ELECTRICAL | 2 Nos 15 amp 5 pin 1 phase raw power swt with skt | No. | 1 | No. | 900 | 0 | 28 Dec 2022
04 ELECTRICAL WORK | VAISHALI ELECTRICAL | 2 Nos 5 amp 3 pin 1 phase raw power swt with skt | No. | 1 | No. | 350 | 0 | 28 Dec 2022
04 ELECTRICAL WORK | VAISHALI ELECTRICAL | 2 Nos 5 amp 3 pin 1 phase raw power swt with skt | No. | 1 | No. | 700 | 0 | 28 Dec 2022
04 ELECTRICAL WORK | A.D. ASSOCIATES ELECTRICALS PVT LTD | 2 Pair 0.51mm tinned Cu wire (M) | Mtrs | 1 | No. | 8 | 0 | 26 Aug 2019
04 ELECTRICAL WORK | A.D. ASSOCIATES ELECTRICALS PVT LTD | 2 Pair 0.51mm tinned Cu wire (M) | Mtrs | 1 | Mtrs | 7.53 | 0 | 28 Aug 2019
04 ELECTRICAL WORK | DS ELECTRICALS | 2 Way Point BC | No. | 1 | No. | 300 | 0 | 16 May 2020
04 ELECTRICAL WORK | ARSENCON ENGINEERS PRIVATE LIMITED | 2 x 1.5 + 1 x 1.5 sqmm Circuit in Conduit | Mtrs | 1 | Mtrs | 40 | 0 | 30 Jan 2024
04 ELECTRICAL WORK | ARSENCON ENGINEERS PRIVATE LIMITED | 2 x 1.5,1 x 1.5 sqmm stranded Copper wires | Mtrs | 1 | Mtrs | 40 | 0 | 02 Apr 2021
04 ELECTRICAL WORK | A.D. ASSOCIATES ELECTRICALS PVT LTD | 2 x 4sqmm + 1 x 2.5sqmm Main Line Cable | No. | 1 | No. | 800 | 0 | 28 Apr 2021
04 ELECTRICAL WORK | A.D. ASSOCIATES ELECTRICALS PVT LTD | 2" Casing & Caping (M) | Mtrs | 1 | Mtrs | 447 | 0 | 27 Apr 2021
04 ELECTRICAL WORK | NEPTUNE ENGINEERS | 2.0 Tr H-Wall Compressor (M+L) | No. | 1 | No. | 9120 | 0 | 19 Dec 2019
04 ELECTRICAL WORK | NEPTUNE ENGINEERS | 2.5 Sqmm 4 Core Cable (L) | Mtrs | 1 | Mtrs | 25 | 0 | 13 Feb 2021
04 ELECTRICAL WORK | MADHURA AIR CONDITIONING & REFRIGERATION | 2.5 Sqmm 4 Core Cable (L) | Mtrs | 1 | Mtrs | 25 | 0 | 19 Dec 2020
04 ELECTRICAL WORK | S D ENTERPRISES | 2.5 Sqmm 4 Core Cable (L) | Mtrs | 1 | Mtrs | 30 | 0 | 18 May 2024
04 ELECTRICAL WORK | S D ENTERPRISES | 2.5 Sqmm 4 Core Cable (M) | Mtrs | 1 | Mtrs | 93 | 0 | 18 May 2024
04 ELECTRICAL WORK | MADHURA AIR CONDITIONING & REFRIGERATION | 2.5 Sqmm 4 Core Cable (M) | Mtrs | 1 | Mtrs | 100 | 0 | 19 Dec 2020
04 ELECTRICAL WORK | NEPTUNE ENGINEERS | 2.5 Sqmm 4 Core Cable (M) | Mtrs | 1 | Mtrs | 131.47 | 0 | 13 Feb 2021
04 ELECTRICAL WORK | RAJ ELECTRICAL SERVICES | 2.5 sqmm 4C Armd Cable (L) | R.Ft | 1 | R.Ft | 25 | 0 | 21 Sep 2018
04 ELECTRICAL WORK | RAJ ELECTRICAL SERVICES | 2.5 sqmm 4C Armd Cable (L) | R.Ft | 1 | R.Ft | 25 | 0 | 29 Apr 2019
04 ELECTRICAL WORK | VAISHALI ELECTRICAL | 2.5 Sqmm Cable - MKt | Mtrs | 1 | Mtrs | 60 | 0 | 29 Aug 2022
04 ELECTRICAL WORK | A.D. ASSOCIATES ELECTRICALS PVT LTD | 2.5 sqmm Cu wire (M) | Mtrs | 1 | Mtrs | 16.97 | 0 | 27 Oct 2020
04 ELECTRICAL WORK | A.D. ASSOCIATES ELECTRICALS PVT LTD | 2.5 sqmm Cu wire (M) | Mtrs | 1 | Mtrs | 26.64 | 0 | 03 May 2024
04 ELECTRICAL WORK | A.D. ASSOCIATES ELECTRICALS PVT LTD | 2.5 sqmm Cu wire (M) | Mtrs | 1 | Mtrs | 25 | 0 | 27 Apr 2021
04 ELECTRICAL WORK | A.D. ASSOCIATES ELECTRICALS PVT LTD | 2.5 sqmm Cu wire (M) | Mtrs | 1 | Mtrs | 28.92 | 0 | 01 Feb 2024
04 ELECTRICAL WORK | A.D. ASSOCIATES ELECTRICALS PVT LTD | 2.5 sqmm Cu wire (M) | Mtrs | 1 | Mtrs | 17 | 0 | 26 Aug 2019
04 ELECTRICAL WORK | A.D. ASSOCIATES ELECTRICALS PVT LTD | 2.5 sqmm Cu wire (M) | Mtrs | 1 | Mtrs | 19 | 0 | 24 Oct 2020
04 ELECTRICAL WORK | NEPTUNE ENGINEERS | 2.5 Sqmm x 4 Core Copper Cable (M) | Mtrs | 1 | Mtrs | 113.5 | 0 | 02 Dec 2020
04 ELECTRICAL WORK | A.D. ASSOCIATES ELECTRICALS PVT LTD | 20 & 25mm Flexible Pipe (M) | Mtrs | 1 | Mtrs | 10.3 | 0 | 01 Feb 2024
04 ELECTRICAL WORK | A.D. ASSOCIATES ELECTRICALS PVT LTD | 20 & 25mm Flexible Pipe (M) | Mtrs | 1 | Mtrs | 9.36 | 0 | 14 Feb 2024
04 ELECTRICAL WORK | RAJ ELECTRICAL SERVICES | 20 Amp Plug Point | No. | 1 | No. | 350 | 0 | 13 Mar 2019
04 ELECTRICAL WORK | A.D. ASSOCIATES ELECTRICALS PVT LTD | 20 Amp Switch (M) | No. | 1 | No. | 194 | 0 | 01 Feb 2024
04 ELECTRICAL WORK | A.D. ASSOCIATES ELECTRICALS PVT LTD | 20 Amp Switch (M) | No. | 1 | No. | 148 | 0 | 24 Oct 2020
04 ELECTRICAL WORK | A.D. ASSOCIATES ELECTRICALS PVT LTD | 20 Amp Switch (M) | No. | 1 | No. | 124.68 | 0 | 05 Nov 2018
04 ELECTRICAL WORK | A.D. ASSOCIATES ELECTRICALS PVT LTD | 20 Amp Switch (M) | No. | 1 | No. | 135 | 0 | 26 Aug 2019
04 ELECTRICAL WORK | A.D. ASSOCIATES ELECTRICALS PVT LTD | 20 Amp Switch (M) | No. | 1 | No. | 147.89 | 0 | 28 Aug 2019
04 ELECTRICAL WORK | A.D. ASSOCIATES ELECTRICALS PVT LTD | 20 Amp Switch (M) | No. | 1 | No. | 149 | 0 | 27 Apr 2021
04 ELECTRICAL WORK | A.D. ASSOCIATES ELECTRICALS PVT LTD | 20 Amp Switch (M) | No. | 1 | No. | 199 | 0 | 09 Sep 2023
04 ELECTRICAL WORK | A.D. ASSOCIATES ELECTRICALS PVT LTD | 200 A TP incomer Panel (L) | No. | 1 | No. | 4000 | 0 | 09 Sep 2023
04 ELECTRICAL WORK | A.D. ASSOCIATES ELECTRICALS PVT LTD | 200 A TP incomer Panel (M) | No. | 1 | No. | 134550 | 0 | 09 Sep 2023
04 ELECTRICAL WORK | A.D. ASSOCIATES ELECTRICALS PVT LTD | 200 Amp DPX MCCB 25KA (L) | No. | 1 | No. | 7000 | 0 | 10 Dec 2020
04 ELECTRICAL WORK | A.D. ASSOCIATES ELECTRICALS PVT LTD | 200 Amp DPX MCCB 25KA (M) | No. | 1 | No. | 10710 | 0 | 10 Dec 2020
04 ELECTRICAL WORK | A.D. ASSOCIATES ELECTRICALS PVT LTD | 200 Amp SFU with Enclosure Box (L) | No. | 1 | No. | 4500 | 0 | 23 Sep 2021
04 ELECTRICAL WORK | A.D. ASSOCIATES ELECTRICALS PVT LTD | 200 Amp SFU with Enclosure Box (M) | No. | 1 | No. | 29250 | 0 | 23 Sep 2021
04 ELECTRICAL WORK | NEPTUNE ENGINEERS | 24 Gauge GI Sheet Steel (TDF Flange) (L) | Sq.m. | 1 | Sq.m. | 142 | 0 | 13 Oct 2019
04 ELECTRICAL WORK | NEPTUNE ENGINEERS | 24 Gauge GI Sheet Steel (TDF Flange) (M) | Sq.m. | 1 | Sq.m. | 568 | 0 | 13 Oct 2019
04 ELECTRICAL WORK | LAXMI ELECTRICALS ENTERPRISES | 240 Sqmm LT Cable Termination | No. | 1 | No. | 1800 | 0 | 07 Jun 2021
04 ELECTRICAL WORK | LAXMI ELECTRICALS ENTERPRISES | 240 Sqmm,3.5 LT Core | No. | 1 | No. | 5000 | 0 | 07 Jun 2021
04 ELECTRICAL WORK | VAISHALI ELECTRICAL | 25 Amp 2 Pole MCB Fixing | No. | 1 | No. | 600 | 0 | 29 Aug 2022
04 ELECTRICAL WORK | A.D. ASSOCIATES ELECTRICALS PVT LTD | 25 x 3mm GI Strip (L) | Mtrs | 1 | Mtrs | 25 | 0 | 10 Dec 2020
04 ELECTRICAL WORK | ARSENCON ENGINEERS PRIVATE LIMITED | 25 x 3mm GI Strip (L) | Mtrs | 1 | Mtrs | 75 | 0 | 21 Dec 2020
04 ELECTRICAL WORK | ARSENCON ENGINEERS PRIVATE LIMITED | 25 x 3mm GI Strip (M) | Mtrs | 1 | Mtrs | 79.2 | 0 | 27 Apr 2023
04 ELECTRICAL WORK | A.D. ASSOCIATES ELECTRICALS PVT LTD | 25 x 3mm GI Strip (M) | Mtrs | 1 | Mtrs | 75 | 0 | 10 Dec 2020
04 ELECTRICAL WORK | A.D. ASSOCIATES ELECTRICALS PVT LTD | 25/3 Earthing Patti (L) | Mtrs | 1 | Mtrs | 35 | 0 | 09 Sep 2023
04 ELECTRICAL WORK | A.D. ASSOCIATES ELECTRICALS PVT LTD | 25/3 Earthing Patti (M) | Mtrs | 1 | Mtrs | 76 | 0 | 09 Sep 2023
04 ELECTRICAL WORK | A.D. ASSOCIATES ELECTRICALS PVT LTD | 25/6 Earthing Patti (M) | Mtrs | 1 | Mtrs | 94 | 0 | 11 Sep 2023
04 ELECTRICAL WORK | A.D. ASSOCIATES ELECTRICALS PVT LTD | 250 Amp DPX MCCB 25 KA (L) | No. | 1 | No. | 1500 | 0 | 28 Apr 2021
04 ELECTRICAL WORK | A.D. ASSOCIATES ELECTRICALS PVT LTD | 250 Amp DPX MCCB 25 KA (L) | No. | 1 | No. | 4500 | 0 | 13 Feb 2024
04 ELECTRICAL WORK | A.D. ASSOCIATES ELECTRICALS PVT LTD | 250 Amp DPX MCCB 25 KA (M) | No. | 1 | No. | 14835 | 0 | 27 Apr 2021
04 ELECTRICAL WORK | A.D. ASSOCIATES ELECTRICALS PVT LTD | 250 Amp DPX MCCB 25 KA (M) | No. | 1 | No. | 27787.5 | 0 | 01 Feb 2024
04 ELECTRICAL WORK | A.D. ASSOCIATES ELECTRICALS PVT LTD | 25A,300MA-4 Pole,RCBO (L) | No. | 1 | No. | 350 | 0 | 10 Dec 2020
04 ELECTRICAL WORK | A.D. ASSOCIATES ELECTRICALS PVT LTD | 25A,300MA-4 Pole,RCBO (M) | No. | 1 | No. | 2902 | 0 | 10 Dec 2020
04 ELECTRICAL WORK | A.D. ASSOCIATES ELECTRICALS PVT LTD | 25mm Conduct Pipe | No. | 1 | No. | 30 | 0 | 13 Apr 2021
04 ELECTRICAL WORK | A.D. ASSOCIATES ELECTRICALS PVT LTD | 25mm Dia PVC MMS Conduit | Mtrs | 1 | Mtrs | 24.72 | 0 | 03 May 2024
04 ELECTRICAL WORK | A.D. ASSOCIATES ELECTRICALS PVT LTD | 25mm Dia PVC MMS Conduit | Mtrs | 1 | Mtrs | 19.89 | 0 | 28 Aug 2019
04 ELECTRICAL WORK | A.D. ASSOCIATES ELECTRICALS PVT LTD | 25mm Dia PVC MMS Conduit | Mtrs | 1 | Mtrs | 10 | 0 | 30 Jul 2020
04 ELECTRICAL WORK | A.D. ASSOCIATES ELECTRICALS PVT LTD | 25mm Dia PVC MMS Conduit | Mtrs | 1 | Mtrs | 25.74 | 0 | 01 Feb 2024
04 ELECTRICAL WORK | A.D. ASSOCIATES ELECTRICALS PVT LTD | 25mm Dia PVC MMS Conduit | Mtrs | 1 | Mtrs | 23.4 | 0 | 14 Feb 2024
04 ELECTRICAL WORK | A.D. ASSOCIATES ELECTRICALS PVT LTD | 25mm Flexible Pipe | Mtrs | 1 | Mtrs | 18 | 0 | 13 Apr 2021
04 ELECTRICAL WORK | P.L. VISHWAKARMA ELECTRICALS (FIRM) | 25sqmm x 4 Core Alu.Arm cable | Mtrs | 1 | Mtrs | 30 | 0 | 21 Jul 2021
04 ELECTRICAL WORK | NEPTUNE ENGINEERS | 2C 1.5 sqmm (FRLS) Cable (L) | Mtrs | 1 | Mtrs | 15 | 0 | 20 Jun 2019
04 ELECTRICAL WORK | UNIQUE FIRE AND SAFETY SERVICES (CONTRACTOR) | 2C 1.5 sqmm (FRLS) Cable (L) | Mtrs | 1 | Mtrs | 12 | 0 | 08 Nov 2019
04 ELECTRICAL WORK | A.D. ASSOCIATES ELECTRICALS PVT LTD | 2C 1.5 sqmm (FRLS) Cable (L) | Mtrs | 1 | Mtrs | 20 | 0 | 27 Aug 2019
04 ELECTRICAL WORK | A.D. ASSOCIATES ELECTRICALS PVT LTD | 2C 1.5 sqmm (FRLS) Cable (M) | Mtrs | 1 | Mtrs | 98.56 | 0 | 26 Aug 2019
04 ELECTRICAL WORK | A.D. ASSOCIATES ELECTRICALS PVT LTD | 2C 1.5 sqmm (FRLS) Cable (M) | Mtrs | 1 | Mtrs | 65.4 | 0 | 28 Aug 2019
04 ELECTRICAL WORK | UNIQUE FIRE AND SAFETY SERVICES (CONTRACTOR) | 2C 1.5 sqmm (FRLS) Cable (M) | Mtrs | 1 | Mtrs | 48 | 0 | 08 Nov 2019
04 ELECTRICAL WORK | NEPTUNE ENGINEERS | 2C 1.5 sqmm (FRLS) Cable (M) | Mtrs | 1 | Mtrs | 60 | 0 | 20 Jun 2019
04 ELECTRICAL WORK | RAJ ELECTRICAL SERVICES | 2C 1.5 Sqmm Copper Armd Cable Laying | R.Ft | 1 | R.Ft | 10.8 | 0 | 31 May 2018
04 ELECTRICAL WORK | P.L. VISHWAKARMA ELECTRICALS (FIRM) | 2C 1.5 Sqmm Copper Flex. Cable Laying | Mtrs | 1 | Mtrs | 25 | 0 | 14 Jan 2021
04 ELECTRICAL WORK | VAISHALI ELECTRICAL | 2C 6sqmm Copper Armd Cable | Mtrs | 1 | Mtrs | 50 | 0 | 28 Jun 2023
04 ELECTRICAL WORK | ARSENCON ENGINEERS PRIVATE LIMITED | 2Cx4sqmm + 1Cx2.5sqmm Circuit (L) | Mtrs | 1 | Mtrs | 60 | 0 | 30 Jan 2024
04 ELECTRICAL WORK | HARISH CHANDRA JADHAV ELECTRICALS | 2M Base Plate | No. | 1 | No. | 50 | 0 | 11 Dec 2021
04 ELECTRICAL WORK | HARISH CHANDRA JADHAV ELECTRICALS | 2M Base Plate | No. | 1 | No. | 70 | 0 | 02 Feb 2024
04 ELECTRICAL WORK | ARSENCON ENGINEERS PRIVATE LIMITED | 2P MCB with Enclosure | No. | 1 | No. | 300 | 0 | 30 Jan 2024
04 ELECTRICAL WORK | P.L. VISHWAKARMA ELECTRICALS (FIRM) | 2Rx4sqmm | Mtrs | 1 | Mtrs | 165 | 0 | 22 Mar 2021
04 ELECTRICAL WORK | RAMKRISHNA ELECTRCAL | 3 C x 185 sqmm Al Arm Cable (L) | Mtrs | 1 | Mtrs | 275 | 0 | 15 Nov 2022
04 ELECTRICAL WORK | RAMKRISHNA ELECTRCAL | 3 C x 185 sqmm Al Arm Cable (M) | Mtrs | 1 | Mtrs | 1250 | 0 | 15 Nov 2022
04 ELECTRICAL WORK | A.D. ASSOCIATES ELECTRICALS PVT LTD | 3 Core 2.5 sq.mm Copper Flexible Cable (L) | Mtrs | 1 | Mtrs | 45 | 0 | 09 Aug 2023
04 ELECTRICAL WORK | A.D. ASSOCIATES ELECTRICALS PVT LTD | 3 Core 2.5 sq.mm Copper Flexible Cable (M) | Mtrs | 1 | Mtrs | 184 | 0 | 11 Sep 2023
04 ELECTRICAL WORK | A.D. ASSOCIATES ELECTRICALS PVT LTD | 3 Module Box (M) | No. | 1 | No. | 61 | 0 | 28 Oct 2020
04 ELECTRICAL WORK | A.D. ASSOCIATES ELECTRICALS PVT LTD | 3 Module Box (M) | No. | 1 | No. | 138.5 | 0 | 03 May 2024
04 ELECTRICAL WORK | A.D. ASSOCIATES ELECTRICALS PVT LTD | 3 Module Box (M) | No. | 1 | No. | 80.73 | 0 | 03 Jun 2024
04 ELECTRICAL WORK | A.D. ASSOCIATES ELECTRICALS PVT LTD | 3 Module Box (M) | No. | 1 | No. | 69 | 0 | 27 Apr 2021
04 ELECTRICAL WORK | A.D. ASSOCIATES ELECTRICALS PVT LTD | 3 Module Box (M) | No. | 1 | No. | 81 | 0 | 09 Sep 2023
04 ELECTRICAL WORK | A.D. ASSOCIATES ELECTRICALS PVT LTD | 3 Module Box (M) | No. | 1 | No. | 78 | 0 | 01 Feb 2024
04 ELECTRICAL WORK | A.D. ASSOCIATES ELECTRICALS PVT LTD | 3 Module Box (M) | No. | 1 | No. | 54.99 | 0 | 05 Nov 2018
04 ELECTRICAL WORK | A.D. ASSOCIATES ELECTRICALS PVT LTD | 3 Module Box (M) | No. | 1 | No. | 53 | 0 | 26 Aug 2019
04 ELECTRICAL WORK | A.D. ASSOCIATES ELECTRICALS PVT LTD | 3 Module Box (M) | No. | 1 | No. | 58 | 0 | 26 Aug 2019
04 ELECTRICAL WORK | A.D. ASSOCIATES ELECTRICALS PVT LTD | 3 Module Box (M) | No. | 1 | No. | 60.77 | 0 | 28 Aug 2019
04 ELECTRICAL WORK | A.D. ASSOCIATES ELECTRICALS PVT LTD | 3 Module Plate (L) | No. | 1 | No. | 100 | 0 | 09 Sep 2023
04 ELECTRICAL WORK | A.D. ASSOCIATES ELECTRICALS PVT LTD | 3 Module Plate (M) | No. | 1 | No. | 97 | 0 | 27 Apr 2021
04 ELECTRICAL WORK | A.D. ASSOCIATES ELECTRICALS PVT LTD | 3 Module Plate (M) | No. | 1 | No. | 117 | 0 | 09 Sep 2023
04 ELECTRICAL WORK | A.D. ASSOCIATES ELECTRICALS PVT LTD | 3 Module Plate (M) | No. | 1 | No. | 117 | 0 | 01 Feb 2024
04 ELECTRICAL WORK | A.D. ASSOCIATES ELECTRICALS PVT LTD | 3 Module Plate (M) | No. | 1 | No. | 108.23 | 0 | 03 May 2024
04 ELECTRICAL WORK | A.D. ASSOCIATES ELECTRICALS PVT LTD | 3 Module Plate (M) | No. | 1 | No. | 71.86 | 0 | 05 Nov 2018
04 ELECTRICAL WORK | A.D. ASSOCIATES ELECTRICALS PVT LTD | 3 Module Plate (M) | No. | 1 | No. | 79.55 | 0 | 26 Aug 2019
04 ELECTRICAL WORK | A.D. ASSOCIATES ELECTRICALS PVT LTD | 3 Module Plate (M) | No. | 1 | No. | 85.18 | 0 | 28 Aug 2019
04 ELECTRICAL WORK | A.D. ASSOCIATES ELECTRICALS PVT LTD | 3 Module Plate (M) | No. | 1 | No. | 91 | 0 | 24 Oct 2020
04 ELECTRICAL WORK | A.D. ASSOCIATES ELECTRICALS PVT LTD | 3 Phase C.T. Meter (L) | No. | 1 | No. | 1000 | 0 | 09 Sep 2023
04 ELECTRICAL WORK | A.D. ASSOCIATES ELECTRICALS PVT LTD | 3 Phase C.T. Meter (M) | No. | 1 | No. | 18135 | 0 | 09 Sep 2023
04 ELECTRICAL WORK | A.D. ASSOCIATES ELECTRICALS PVT LTD | 3 Phase C.T. Meter (M) | No. | 1 | No. | 8190 | 0 | 11 Sep 2023
04 ELECTRICAL WORK | RAMKRISHNA ELECTRCAL | 3 Phase Indoor Type Transformer (L) | No. | 1 | No. | 25000 | 0 | 15 Nov 2022
04 ELECTRICAL WORK | RAMKRISHNA ELECTRCAL | 3 Phase Indoor Type Transformer (M) | No. | 1 | No. | 1200000 | 0 | 15 Nov 2022
04 ELECTRICAL WORK | A.D. ASSOCIATES ELECTRICALS PVT LTD | 3 Phase Meter With MCB (L) | No. | 1 | No. | 1250 | 0 | 09 Sep 2023
04 ELECTRICAL WORK | A.D. ASSOCIATES ELECTRICALS PVT LTD | 3 Phase Meter With MCB (M) | No. | 1 | No. | 8483 | 0 | 09 Sep 2023
04 ELECTRICAL WORK | A.D. ASSOCIATES ELECTRICALS PVT LTD | 3.5 C x 185 sqmm Al Arm Cable (L) | Mtrs | 1 | Mtrs | 200 | 0 | 10 Dec 2020
04 ELECTRICAL WORK | A.D. ASSOCIATES ELECTRICALS PVT LTD | 3.5 C x 185 sqmm Al Arm Cable (M) | Mtrs | 1 | Mtrs | 688 | 0 | 10 Dec 2020
04 ELECTRICAL WORK | A.D. ASSOCIATES ELECTRICALS PVT LTD | 3.5 C x 185 sqmm Al Arm Cable (M) | Mtrs | 1 | Mtrs | 1030 | 0 | 10 Dec 2020
04 ELECTRICAL WORK | A.D. ASSOCIATES ELECTRICALS PVT LTD | 3.5 C x 185 sqmm Al Arm Cable (M) | Mtrs | 1 | Mtrs | 1030 | 0 | 10 Dec 2020
04 ELECTRICAL WORK | A.D. ASSOCIATES ELECTRICALS PVT LTD | 3.5 C x 185 sqmm Al Arm Cable (M) | Mtrs | 1 | Mtrs | 697 | 0 | 27 Apr 2021
04 ELECTRICAL WORK | A.D. ASSOCIATES ELECTRICALS PVT LTD | 3.5 Core 120 sq.mm Aluminium Armoured cable (L) | Mtrs | 1 | Mtrs | 120 | 0 | 09 Sep 2023
04 ELECTRICAL WORK | A.D. ASSOCIATES ELECTRICALS PVT LTD | 3.5 Core 120 sq.mm Aluminium Armoured cable (M) | Mtrs | 1 | Mtrs | 672 | 0 | 09 Sep 2023
04 ELECTRICAL WORK | A.D. ASSOCIATES ELECTRICALS PVT LTD | 3.5 Core 120 sq.mm Aluminium Armoured cable (M) | Mtrs | 1 | Mtrs | 637.66 | 0 | 01 Feb 2024
04 ELECTRICAL WORK | A.D. ASSOCIATES ELECTRICALS PVT LTD | 3.5 Core 120 sq.mm Termination Alu. Arm. cable (L) | No. | 1 | No. | 500 | 0 | 09 Sep 2023
04 ELECTRICAL WORK | A.D. ASSOCIATES ELECTRICALS PVT LTD | 3.5 Core 120 sq.mm Termination Alu. Arm. cable (L) | No. | 1 | No. | 475 | 0 | 13 Feb 2024
04 ELECTRICAL WORK | A.D. ASSOCIATES ELECTRICALS PVT LTD | 3.5 Core 120 sq.mm Termination Alu. Arm. cable (M) | No. | 1 | No. | 1465 | 0 | 09 Sep 2023
04 ELECTRICAL WORK | A.D. ASSOCIATES ELECTRICALS PVT LTD | 3.5 Core 120 sq.mm Termination Alu. Arm. cable (M) | No. | 1 | No. | 1685.19 | 0 | 01 Feb 2024
04 ELECTRICAL WORK | A.D. ASSOCIATES ELECTRICALS PVT LTD | 3.5 Core 35 sq.mm Aluminium Armoured cable (L) | Mtrs | 1 | Mtrs | 85 | 0 | 09 Sep 2023
04 ELECTRICAL WORK | A.D. ASSOCIATES ELECTRICALS PVT LTD | 3.5 Core 35 sq.mm Aluminium Armoured cable (M) | Mtrs | 1 | Mtrs | 242 | 0 | 09 Sep 2023
04 ELECTRICAL WORK | A.D. ASSOCIATES ELECTRICALS PVT LTD | 3.5 Core 35 sq.mm Termination Alu. Arm. cable (L) | No. | 1 | No. | 350 | 0 | 09 Sep 2023
04 ELECTRICAL WORK | A.D. ASSOCIATES ELECTRICALS PVT LTD | 3.5 Core 35 sq.mm Termination Alu. Arm. cable (L) | No. | 1 | No. | 350 | 0 | 13 Feb 2024
04 ELECTRICAL WORK | A.D. ASSOCIATES ELECTRICALS PVT LTD | 3.5 Core 35 sq.mm Termination Alu. Arm. cable (M) | No. | 1 | No. | 542 | 0 | 09 Sep 2023
04 ELECTRICAL WORK | A.D. ASSOCIATES ELECTRICALS PVT LTD | 3.5 Core 35 sq.mm Termination Alu. Arm. cable (M) | No. | 1 | No. | 718.05 | 0 | 01 Feb 2024
04 ELECTRICAL WORK | A.D. ASSOCIATES ELECTRICALS PVT LTD | 3.5 Core 70 sq.mm Aluminium Armoured cable (L) | Mtrs | 1 | Mtrs | 85 | 0 | 06 Feb 2024
04 ELECTRICAL WORK | A.D. ASSOCIATES ELECTRICALS PVT LTD | 3.5 Core 70 sq.mm Aluminium Armoured cable (L) | Mtrs | 1 | Mtrs | 100 | 0 | 09 Aug 2023
04 ELECTRICAL WORK | A.D. ASSOCIATES ELECTRICALS PVT LTD | 3.5 Core 70 sq.mm Aluminium Armoured cable (L) | Mtrs | 1 | Mtrs | 100 | 0 | 06 Feb 2024
04 ELECTRICAL WORK | A.D. ASSOCIATES ELECTRICALS PVT LTD | 3.5 Core 70 sq.mm Aluminium Armoured cable (M) | Mtrs | 1 | Mtrs | 438 | 0 | 11 Sep 2023
04 ELECTRICAL WORK | A.D. ASSOCIATES ELECTRICALS PVT LTD | 3.5 Core 70 sq.mm Aluminium Armoured cable (M) | Mtrs | 1 | Mtrs | 415.58 | 0 | 01 Feb 2024
04 ELECTRICAL WORK | A.D. ASSOCIATES ELECTRICALS PVT LTD | 3.5 Core 70 sq.mm Termination Alu. Arm. cable (L) | No. | 1 | No. | 400 | 0 | 09 Sep 2023
04 ELECTRICAL WORK | A.D. ASSOCIATES ELECTRICALS PVT LTD | 3.5 Core 70 sq.mm Termination Alu. Arm. cable (L) | No. | 1 | No. | 375 | 0 | 13 Feb 2024
04 ELECTRICAL WORK | A.D. ASSOCIATES ELECTRICALS PVT LTD | 3.5 Core 70 sq.mm Termination Alu. Arm. cable (M) | No. | 1 | No. | 1027 | 0 | 09 Sep 2023
04 ELECTRICAL WORK | A.D. ASSOCIATES ELECTRICALS PVT LTD | 3.5 Core 70 sq.mm Termination Alu. Arm. cable (M) | No. | 1 | No. | 1263.6 | 0 | 01 Feb 2024
04 ELECTRICAL WORK | A.D. ASSOCIATES ELECTRICALS PVT LTD | 3.5C 70sqmm Cable - (L) | Mtrs | 1 | Mtrs | 120 | 0 | 27 Apr 2021
04 ELECTRICAL WORK | GLOTECH FIRE ENGINEERS | 3.5C 70sqmm Cable - (L) | Mtrs | 1 | Mtrs | 81.836 | 0 | 08 May 2020
04 ELECTRICAL WORK | GLOTECH FIRE ENGINEERS | 3.5C 70sqmm Cable - (M) | Mtrs | 1 | Mtrs | 327.344 | 0 | 08 May 2020
04 ELECTRICAL WORK | A.D. ASSOCIATES ELECTRICALS PVT LTD | 3.5C 70sqmm Cable - (M) | Mtrs | 1 | Mtrs | 304 | 0 | 27 Apr 2021
04 ELECTRICAL WORK | ARSENCON ENGINEERS PRIVATE LIMITED | 3.5C x 120 Sqmm. (L) | No. | 1 | No. | 630 | 0 | 02 Apr 2021
04 ELECTRICAL WORK | ADITI POWER CARE AND ENTERPRISES | 3.5C x 150 sqmm A2XFY Cable End Termination (L) | No. | 1 | No. | 990 | 0 | 28 May 2024
04 ELECTRICAL WORK | ARSENCON ENGINEERS PRIVATE LIMITED | 3.5C x 150 Sqmm. (L) | No. | 1 | No. | 688.5 | 0 | 02 Apr 2021
04 ELECTRICAL WORK | A.D. ASSOCIATES ELECTRICALS PVT LTD | 3.5C x 185 Sq.mm Aluminium Armoured Cable (L) | Mtrs | 1 | Mtrs | 160 | 0 | 06 Feb 2024
04 ELECTRICAL WORK | A.D. ASSOCIATES ELECTRICALS PVT LTD | 3.5C x 185 Sq.mm Aluminium Armoured Cable (L) | Mtrs | 1 | Mtrs | 145 | 0 | 13 Feb 2024
04 ELECTRICAL WORK | A.D. ASSOCIATES ELECTRICALS PVT LTD | 3.5C x 185 Sq.mm Aluminium Armoured Cable (M) | Mtrs | 1 | Mtrs | 947.62 | 0 | 01 Feb 2024
04 ELECTRICAL WORK | A.D. ASSOCIATES ELECTRICALS PVT LTD | 3.5C x 185 sqmm AL Arm.Cable (L) | No. | 1 | No. | 650 | 0 | 10 Dec 2020
04 ELECTRICAL WORK | A.D. ASSOCIATES ELECTRICALS PVT LTD | 3.5C x 185 sqmm AL Arm.Cable (M) | No. | 1 | No. | 1030 | 0 | 10 Dec 2020
04 ELECTRICAL WORK | A.D. ASSOCIATES ELECTRICALS PVT LTD | 3.5C x 185 Sqmm Alu Armoured Cable Termination (L) | No. | 1 | No. | 525 | 0 | 13 Feb 2024
04 ELECTRICAL WORK | A.D. ASSOCIATES ELECTRICALS PVT LTD | 3.5C x 185 Sqmm Alu Armoured Cable Termination (M) | No. | 1 | No. | 2012.03 | 0 | 01 Feb 2024
04 ELECTRICAL WORK | ARSENCON ENGINEERS PRIVATE LIMITED | 3.5C x 240 sqmm (L) | Mtrs | 1 | Mtrs | 155 | 0 | 04 Nov 2022
04 ELECTRICAL WORK | ARSENCON ENGINEERS PRIVATE LIMITED | 3.5C x 240 sqmm (M) | Mtrs | 1 | Mtrs | 1280 | 0 | 04 Nov 2022
04 ELECTRICAL WORK | ADITI POWER CARE AND ENTERPRISES | 3.5C x 240 sqmm A2XFY Cable End Termination (L) | No. | 1 | No. | 1870 | 0 | 28 May 2024
04 ELECTRICAL WORK | ARSENCON ENGINEERS PRIVATE LIMITED | 3.5C x 240sqmm (L) | No. | 1 | No. | 891 | 0 | 02 Apr 2021
04 ELECTRICAL WORK | A.D. ASSOCIATES ELECTRICALS PVT LTD | 3.5C x 25sqmm Cable (L) | Mtrs | 1 | Mtrs | 80 | 0 | 27 Apr 2021
04 ELECTRICAL WORK | A.D. ASSOCIATES ELECTRICALS PVT LTD | 3.5C x 25sqmm Cable (M) | Mtrs | 1 | Mtrs | 140 | 0 | 27 Apr 2021
04 ELECTRICAL WORK | ARSENCON ENGINEERS PRIVATE LIMITED | 3.5C x 300 Sqmm. (L) | No. | 1 | No. | 931.5 | 0 | 02 Apr 2021
04 ELECTRICAL WORK | A.D. ASSOCIATES ELECTRICALS PVT LTD | 3.5C x 35sqmm Cable (L) | Mtrs | 1 | Mtrs | 100 | 0 | 27 Apr 2021
04 ELECTRICAL WORK | A.D. ASSOCIATES ELECTRICALS PVT LTD | 3.5C x 35sqmm Cable (M) | Mtrs | 1 | Mtrs | 174 | 0 | 27 Apr 2021
04 ELECTRICAL WORK | A.D. ASSOCIATES ELECTRICALS PVT LTD | 3.5C x 50 Sqmm (L) | No. | 1 | No. | 240 | 0 | 27 Apr 2021
04 ELECTRICAL WORK | ARSENCON ENGINEERS PRIVATE LIMITED | 3.5C x 50 Sqmm (L) | No. | 1 | No. | 202.5 | 0 | 02 Apr 2021
04 ELECTRICAL WORK | A.D. ASSOCIATES ELECTRICALS PVT LTD | 3.5C x 50sqmm Cable (L) | Mtrs | 1 | Mtrs | 110 | 0 | 27 Apr 2021
04 ELECTRICAL WORK | A.D. ASSOCIATES ELECTRICALS PVT LTD | 3.5C x 50sqmm Cable (M) | Mtrs | 1 | Mtrs | 227 | 0 | 27 Apr 2021
04 ELECTRICAL WORK | A.D. ASSOCIATES ELECTRICALS PVT LTD | 3.5C x 70 Sqmm (L) | No. | 1 | No. | 240 | 0 | 27 Apr 2021
04 ELECTRICAL WORK | A.D. ASSOCIATES ELECTRICALS PVT LTD | 3.5C x 70 Sqmm (L) | No. | 1 | No. | 300 | 0 | 27 Apr 2021
04 ELECTRICAL WORK | A.D. ASSOCIATES ELECTRICALS PVT LTD | 3.5C x 70 Sqmm (L) | No. | 1 | No. | 300 | 0 | 27 Apr 2021
04 ELECTRICAL WORK | ARSENCON ENGINEERS PRIVATE LIMITED | 3.5C x 70 Sqmm (L) | No. | 1 | No. | 405 | 0 | 02 Apr 2021
04 ELECTRICAL WORK | A.D. ASSOCIATES ELECTRICALS PVT LTD | 3.5C x 95 Sq.mm Alu Armoured Cable Termination (M) | No. | 1 | No. | 1470.64 | 0 | 01 Feb 2024
04 ELECTRICAL WORK | A.D. ASSOCIATES ELECTRICALS PVT LTD | 3.5C x 95 Sq.mm Aluminium Armoured Cable (L) | Mtrs | 1 | Mtrs | 100 | 0 | 06 Feb 2024
04 ELECTRICAL WORK | A.D. ASSOCIATES ELECTRICALS PVT LTD | 3.5C x 95 Sq.mm Aluminium Armoured Cable (M) | Mtrs | 1 | Mtrs | 519.48 | 0 | 01 Feb 2024
04 ELECTRICAL WORK | A.D. ASSOCIATES ELECTRICALS PVT LTD | 3.5C x 95 Sqmm (L) | No. | 1 | No. | 140 | 0 | 27 Apr 2021
04 ELECTRICAL WORK | A.D. ASSOCIATES ELECTRICALS PVT LTD | 3.5C x 95 Sqmm (L) | No. | 1 | No. | 300 | 0 | 27 Apr 2021
04 ELECTRICAL WORK | ARSENCON ENGINEERS PRIVATE LIMITED | 3.5C x 95 Sqmm (L) | No. | 1 | No. | 550.8 | 0 | 02 Apr 2021
04 ELECTRICAL WORK | A.D. ASSOCIATES ELECTRICALS PVT LTD | 3.5C x 95sqmm (L) | Mtrs | 1 | Mtrs | 140 | 0 | 27 Apr 2021
04 ELECTRICAL WORK | A.D. ASSOCIATES ELECTRICALS PVT LTD | 3.5C x 95sqmm (M) | Mtrs | 1 | Mtrs | 381 | 0 | 27 Apr 2021
04 ELECTRICAL WORK | LAXMI ELECTRICALS | 3.5Cx120sqmm End Termination Dissconnect | No. | 1 | No. | 200 | 0 | 20 Feb 2020
04 ELECTRICAL WORK | A.D. ASSOCIATES ELECTRICALS PVT LTD | 300 mm without powder coated.(L) | Mtrs | 1 | Mtrs | 150 | 0 | 14 Feb 2024
04 ELECTRICAL WORK | A.D. ASSOCIATES ELECTRICALS PVT LTD | 300 mm without powder coated.(M) | Mtrs | 1 | Mtrs | 754.98 | 0 | 01 Feb 2024
04 ELECTRICAL WORK | LAXMI ELECTRICALS ENTERPRISES | 300 sqmm Cable Laying (L) | Mtrs | 1 | Mtrs | 168 | 0 | 30 Mar 2023
04 ELECTRICAL WORK | LAXMI ELECTRICALS ENTERPRISES | 300 sqmm Cable Laying (L) | Mtrs | 1 | Mtrs | 154 | 0 | 03 Jul 2023
04 ELECTRICAL WORK | LAXMI ELECTRICALS ENTERPRISES | 300 sqmm Outdoor Jointing Kit (M+L) | No. | 1 | No. | 7560 | 0 | 30 Mar 2023
04 ELECTRICAL WORK | LAXMI ELECTRICALS ENTERPRISES | 300 sqmm Outdoor Jointing Kit (M+L) | No. | 1 | No. | 6930 | 0 | 03 Jul 2023
04 ELECTRICAL WORK | LAXMI ELECTRICALS ENTERPRISES | 300 sqmm Stepthrough Jointing Kit (L) | No. | 1 | No. | 3000 | 0 | 30 Mar 2023
04 ELECTRICAL WORK | LAXMI ELECTRICALS ENTERPRISES | 300 sqmm Straight through Jointing Kit (L) | No. | 1 | No. | 3300 | 0 | 03 Jul 2023
04 ELECTRICAL WORK | LAXMI ELECTRICALS ENTERPRISES | 300 sqmm Straight through Jointing Kit (L) | No. | 1 | No. | 3600 | 0 | 01 Apr 2023
04 ELECTRICAL WORK | ADITI POWER CARE AND ENTERPRISES | 300 Sqmm x 3.5 core Alu. Armoud Jointing kit (M+L) | No. | 1 | No. | 3300 | 0 | 02 Apr 2024
04 ELECTRICAL WORK | A.D. ASSOCIATES ELECTRICALS PVT LTD | 300mm Perforated Cable Tray Removal | Mtrs | 1 | Mtrs | 140 | 0 | 23 Sep 2021
04 ELECTRICAL WORK | A.D. ASSOCIATES ELECTRICALS PVT LTD | 300mm Perforated Cable Tray Removal | Mtrs | 1 | Mtrs | 140 | 0 | 23 Sep 2021
04 ELECTRICAL WORK | ADITI POWER CARE AND ENTERPRISES | 300sqmm 3.5C Alu. Armoud Jointing Kit (L) | No. | 1 | No. | 1200 | 0 | 02 Apr 2024
04 ELECTRICAL WORK | ADITYA BIRLA HEALTH INSURANCE CO LTD | 300sqmm 3.5C Alu. Armoud Jointing Kit (L) | No. | 1 | No. | 3800 | 0 | 02 Apr 2024
04 ELECTRICAL WORK | ADITI POWER CARE AND ENTERPRISES | 300sqmm 3.5C Alu. Armoud Jointing Kit (M) | No. | 1 | No. | 3800 | 0 | 02 Apr 2024
04 ELECTRICAL WORK | LAXMI ELECTRICALS ENTERPRISES | 300sqmm x 3.5C Cable Laying (L) | Mtrs | 1 | Mtrs | 108 | 0 | 30 Mar 2023
04 ELECTRICAL WORK | LAXMI ELECTRICALS ENTERPRISES | 300sqmm x 3.5C Cable Laying (L) | Mtrs | 1 | Mtrs | 99 | 0 | 03 Jul 2023
04 ELECTRICAL WORK | A.D. ASSOCIATES ELECTRICALS PVT LTD | 32 A 5 Pin Socket (L) | No. | 1 | No. | 450 | 0 | 09 Sep 2023
04 ELECTRICAL WORK | A.D. ASSOCIATES ELECTRICALS PVT LTD | 32 A 5 Pin Socket (M) | No. | 1 | No. | 9324 | 0 | 09 Sep 2023
04 ELECTRICAL WORK | A.D. ASSOCIATES ELECTRICALS PVT LTD | 32A 2P MCB (M) | No. | 1 | No. | 404 | 0 | 23 Oct 2020
04 ELECTRICAL WORK | A.D. ASSOCIATES ELECTRICALS PVT LTD | 32A 2P MCB (M) | No. | 1 | No. | 382 | 0 | 27 Apr 2021
04 ELECTRICAL WORK | A.D. ASSOCIATES ELECTRICALS PVT LTD | 32A 4P MCB | No. | 1 | No. | 660 | 0 | 23 Oct 2020
04 ELECTRICAL WORK | A.D. ASSOCIATES ELECTRICALS PVT LTD | 32A 4P MCB | No. | 1 | No. | 911.9 | 0 | 26 Aug 2019
04 ELECTRICAL WORK | VAISHALI ELECTRICAL | 32A 4P MCB | No. | 1 | No. | 1000 | 0 | 29 Aug 2022
04 ELECTRICAL WORK | A.D. ASSOCIATES ELECTRICALS PVT LTD | 32A SP MCB (M) | No. | 1 | No. | 137.94 | 0 | 26 Aug 2019
04 ELECTRICAL WORK | A.D. ASSOCIATES ELECTRICALS PVT LTD | 32A-DP-MCB (M) | No. | 1 | No. | 410 | 0 | 10 Dec 2020
04 ELECTRICAL WORK | A.D. ASSOCIATES ELECTRICALS PVT LTD | 35 Sq.mm Single Copper Flexible Cable (L) | Mtrs | 1 | Mtrs | 60 | 0 | 09 Sep 2023
04 ELECTRICAL WORK | A.D. ASSOCIATES ELECTRICALS PVT LTD | 35 Sq.mm Single Copper Flexible Cable (M) | Mtrs | 1 | Mtrs | 378 | 0 | 09 Sep 2023
04 ELECTRICAL WORK | A.D. ASSOCIATES ELECTRICALS PVT LTD | 35 Sq.mm Single Copper Flexible Termination Cable (L) | No. | 1 | No. | 65 | 0 | 09 Sep 2023
04 ELECTRICAL WORK | A.D. ASSOCIATES ELECTRICALS PVT LTD | 35 Sq.mm Single Copper Flexible Termination Cable (M) | No. | 1 | No. | 48 | 0 | 09 Sep 2023
04 ELECTRICAL WORK | LAXMI ELECTRICALS ENTERPRISES | 35x5 GI Earthing Strip (M+L) | Mtrs | 1 | Mtrs | 216 | 0 | 30 Mar 2023
04 ELECTRICAL WORK | LAXMI ELECTRICALS ENTERPRISES | 35x5 GI Earthing Strip (M+L) | Mtrs | 1 | Mtrs | 198 | 0 | 03 Jul 2023
04 ELECTRICAL WORK | A.D. ASSOCIATES ELECTRICALS PVT LTD | 3C 120sqmm Alumn Cable (L) | Mtrs | 1 | Mtrs | 105 | 0 | 27 Aug 2019
04 ELECTRICAL WORK | A.D. ASSOCIATES ELECTRICALS PVT LTD | 3C 120sqmm Alumn Cable (M) | Mtrs | 1 | Mtrs | 467.16 | 0 | 26 Aug 2019
04 ELECTRICAL WORK | A.D. ASSOCIATES ELECTRICALS PVT LTD | 3C 2.5 sqmm Cu Cable (L) | Mtrs | 1 | Mtrs | 40 | 0 | 27 Aug 2019
04 ELECTRICAL WORK | A.D. ASSOCIATES ELECTRICALS PVT LTD | 3C 2.5 sqmm Cu Cable (L) | Mtrs | 1 | Mtrs | 55 | 0 | 10 Dec 2020
04 ELECTRICAL WORK | NEPTUNE ENGINEERS | 3C 2.5 sqmm Cu Cable (L) | Mtrs | 1 | Mtrs | 25 | 0 | 05 Jul 2019
04 ELECTRICAL WORK | NEPTUNE ENGINEERS | 3C 2.5 sqmm Cu Cable (M) | Mtrs | 1 | Mtrs | 90 | 0 | 05 Jul 2019
04 ELECTRICAL WORK | A.D. ASSOCIATES ELECTRICALS PVT LTD | 3C 2.5 sqmm Cu Cable (M) | Mtrs | 1 | Mtrs | 96.48 | 0 | 26 Aug 2019
04 ELECTRICAL WORK | A.D. ASSOCIATES ELECTRICALS PVT LTD | 3C 2.5 sqmm Cu Cable (M) | Mtrs | 1 | Mtrs | 102 | 0 | 10 Dec 2020
04 ELECTRICAL WORK | ARSENCON ENGINEERS PRIVATE LIMITED | 3C 2.5sqmm Copper Armd. Cable | Mtrs | 1 | Mtrs | 26 | 0 | 30 Jan 2024
04 ELECTRICAL WORK | FERROCRAFT | 3C 2.5sqmm Copper Armd. Cable | Mtrs | 1 | Mtrs | 166.3875 | 0 | 29 Dec 2018
04 ELECTRICAL WORK | P.L. VISHWAKARMA ELECTRICALS (FIRM) | 3C 2.5sqmm Copper Armd. Cable | Mtrs | 1 | Mtrs | 25 | 0 | 26 May 2020
04 ELECTRICAL WORK | FERROCRAFT | 3C 2.5sqmm Copper flex. Cable | Mtrs | 1 | Mtrs | 84.6 | 0 | 30 Oct 2018
04 ELECTRICAL WORK | AMFEW AND CO | 3C 2.5sqmm Copper flex. Cable | Mtrs | 1 | Mtrs | 118.08 | 0 | 30 Nov 2019
04 ELECTRICAL WORK | A.D. ASSOCIATES ELECTRICALS PVT LTD | 3C 2.5sqmm Flex. Cable (L) | Mtrs | 1 | Mtrs | 12 | 0 | 27 Aug 2019
04 ELECTRICAL WORK | A.D. ASSOCIATES ELECTRICALS PVT LTD | 3C 2.5sqmm Flex. Cable (L) | Mtrs | 1 | Mtrs | 30 | 0 | 27 Oct 2020
04 ELECTRICAL WORK | A.D. ASSOCIATES ELECTRICALS PVT LTD | 3C 2.5sqmm Flex. Cable (L) | Mtrs | 1 | Mtrs | 40 | 0 | 27 Apr 2021
04 ELECTRICAL WORK | A.D. ASSOCIATES ELECTRICALS PVT LTD | 3C 2.5sqmm Flex. Cable (M) | Mtrs | 1 | Mtrs | 137 | 0 | 27 Oct 2020
04 ELECTRICAL WORK | A.D. ASSOCIATES ELECTRICALS PVT LTD | 3C 2.5sqmm Flex. Cable (M) | Mtrs | 1 | Mtrs | 88 | 0 | 27 Apr 2021
04 ELECTRICAL WORK | A.D. ASSOCIATES ELECTRICALS PVT LTD | 3C 2.5sqmm Flex. Cable (M) | Mtrs | 1 | Mtrs | 56.16 | 0 | 26 Aug 2019
04 ELECTRICAL WORK | NEPTUNE ENGINEERS | 3C 4 sqmm Cu Cable (L) | Mtrs | 1 | Mtrs | 30 | 0 | 05 Jul 2019
04 ELECTRICAL WORK | NEPTUNE ENGINEERS | 3C 4 sqmm Cu Cable (M) | Mtrs | 1 | Mtrs | 125 | 0 | 05 Jul 2019
04 ELECTRICAL WORK | NEPTUNE ENGINEERS | 3C 6 sqmm (FRLS) Cable (L) | Mtrs | 1 | Mtrs | 42 | 0 | 20 Jun 2019
04 ELECTRICAL WORK | NEPTUNE ENGINEERS | 3C 6 sqmm (FRLS) Cable (M) | Mtrs | 1 | Mtrs | 168 | 0 | 20 Jun 2019
04 ELECTRICAL WORK | VAISHALI ELECTRICAL | 3C 6sqmm Copper Armd Cable | Mtrs | 1 | Mtrs | 70 | 0 | 28 Jun 2023
04 ELECTRICAL WORK | A.D. ASSOCIATES ELECTRICALS PVT LTD | 3C 6sqmm Copper Armd Cable | Mtrs | 1 | Mtrs | 80 | 0 | 15 Oct 2018
04 ELECTRICAL WORK | A.D. ASSOCIATES ELECTRICALS PVT LTD | 3C 6sqmm End Termination | No. | 1 | No. | 50 | 0 | 15 Oct 2018
04 ELECTRICAL WORK | A.D. ASSOCIATES ELECTRICALS PVT LTD | 3C x 2.5 sqmm Cu Arm.Cable (L) | No. | 1 | No. | 75 | 0 | 10 Dec 2020
04 ELECTRICAL WORK | A.D. ASSOCIATES ELECTRICALS PVT LTD | 3C x 2.5 sqmm Cu Arm.Cable (M) | No. | 1 | No. | 154 | 0 | 10 Dec 2020
04 ELECTRICAL WORK | A.D. ASSOCIATES ELECTRICALS PVT LTD | 3C x 2.5sqmm (L) | Mtrs | 1 | Mtrs | 30 | 0 | 27 Apr 2021
04 ELECTRICAL WORK | A.D. ASSOCIATES ELECTRICALS PVT LTD | 3C x 2.5sqmm (M) | Mtrs | 1 | Mtrs | 106 | 0 | 27 Apr 2021
04 ELECTRICAL WORK | NEPTUNE ENGINEERS | 3C x 2.5sqmm Cu cable armourd (M) | Mtrs | 1 | Mtrs | 118 | 0 | 02 Feb 2021
04 ELECTRICAL WORK | A.D. ASSOCIATES ELECTRICALS PVT LTD | 3C x 6 Sq.mm Copper Armoured Cable (L) | Mtrs | 1 | Mtrs | 40 | 0 | 06 Feb 2024
04 ELECTRICAL WORK | A.D. ASSOCIATES ELECTRICALS PVT LTD | 3C x 6 Sq.mm Copper Armoured Cable (L) | Mtrs | 1 | Mtrs | 35 | 0 | 13 Feb 2024
04 ELECTRICAL WORK | A.D. ASSOCIATES ELECTRICALS PVT LTD | 3C x 6 Sq.mm Copper Armoured Cable (M) | Mtrs | 1 | Mtrs | 264.5 | 0 | 01 Feb 2024
04 ELECTRICAL WORK | A.D. ASSOCIATES ELECTRICALS PVT LTD | 3C x 6 sqmm 2XWY Cable End Termination (L) | No. | 1 | No. | 80 | 0 | 13 Feb 2024
04 ELECTRICAL WORK | A.D. ASSOCIATES ELECTRICALS PVT LTD | 3C x 6 sqmm 2XWY Cable End Termination (M) | No. | 1 | No. | 444.51 | 0 | 01 Feb 2024
04 ELECTRICAL WORK | LAXMI ELECTRICALS ENTERPRISES | 3Cx95 sqmm Cable Laying | Mtrs | 1 | Mtrs | 121 | 0 | 03 Jul 2023
04 ELECTRICAL WORK | LAXMI ELECTRICALS ENTERPRISES | 3Cx95 sqmm Cable Laying | Mtrs | 1 | Mtrs | 132 | 0 | 30 Mar 2023
04 ELECTRICAL WORK | HARISH CHANDRA JADHAV ELECTRICALS | 3M Base Plate | No. | 1 | No. | 60 | 0 | 11 Dec 2021
04 ELECTRICAL WORK | HARISH CHANDRA JADHAV ELECTRICALS | 3M Base Plate | No. | 1 | No. | 80 | 0 | 02 Feb 2024
04 ELECTRICAL WORK | A.D. ASSOCIATES ELECTRICALS PVT LTD | 4 Core 16 sq.mm Aluminium Armoured cable (L) | Mtrs | 1 | Mtrs | 70 | 0 | 09 Sep 2023
04 ELECTRICAL WORK | A.D. ASSOCIATES ELECTRICALS PVT LTD | 4 Core 16 sq.mm Aluminium Armoured cable (L) | Mtrs | 1 | Mtrs | 70 | 0 | 09 Aug 2023
04 ELECTRICAL WORK | A.D. ASSOCIATES ELECTRICALS PVT LTD | 4 Core 16 sq.mm Aluminium Armoured cable (M) | Mtrs | 1 | Mtrs | 170 | 0 | 09 Sep 2023
04 ELECTRICAL WORK | A.D. ASSOCIATES ELECTRICALS PVT LTD | 4 Core 16 sq.mm Termination Alu. Arm. cable (L) | No. | 1 | No. | 150 | 0 | 09 Sep 2023
04 ELECTRICAL WORK | A.D. ASSOCIATES ELECTRICALS PVT LTD | 4 Core 16 sq.mm Termination Alu. Arm. cable (L) | No. | 1 | No. | 150 | 0 | 13 Feb 2024
04 ELECTRICAL WORK | A.D. ASSOCIATES ELECTRICALS PVT LTD | 4 Core 16 sq.mm Termination Alu. Arm. cable (M) | No. | 1 | No. | 415 | 0 | 09 Sep 2023
04 ELECTRICAL WORK | A.D. ASSOCIATES ELECTRICALS PVT LTD | 4 Core 16 sq.mm Termination Alu. Arm. cable (M) | No. | 1 | No. | 635.4 | 0 | 01 Feb 2024
04 ELECTRICAL WORK | A.D. ASSOCIATES ELECTRICALS PVT LTD | 4 Core 6 sq.mm Copper Armoured cable (L) | Mtrs | 1 | Mtrs | 45 | 0 | 09 Aug 2023
04 ELECTRICAL WORK | A.D. ASSOCIATES ELECTRICALS PVT LTD | 4 Core 6 sq.mm Copper Armoured cable (L) | Mtrs | 1 | Mtrs | 45 | 0 | 09 Sep 2023
04 ELECTRICAL WORK | A.D. ASSOCIATES ELECTRICALS PVT LTD | 4 Core 6 sq.mm Copper Armoured cable (M) | Mtrs | 1 | Mtrs | 360 | 0 | 09 Sep 2023
04 ELECTRICAL WORK | A.D. ASSOCIATES ELECTRICALS PVT LTD | 4 Core 6 sq.mm Copper Armoured cable (M) | Mtrs | 1 | Mtrs | 341 | 0 | 11 Sep 2023
04 ELECTRICAL WORK | A.D. ASSOCIATES ELECTRICALS PVT LTD | 4 Core 6 sq.mm Copper Armoured cable (M) | Mtrs | 1 | Mtrs | 341.13 | 0 | 01 Feb 2024
04 ELECTRICAL WORK | A.D. ASSOCIATES ELECTRICALS PVT LTD | 4 Core 6 sq.mm Termination Copper Arm. cable (L) | No. | 1 | No. | 150 | 0 | 09 Sep 2023
04 ELECTRICAL WORK | A.D. ASSOCIATES ELECTRICALS PVT LTD | 4 Core 6 sq.mm Termination Copper Arm. cable (L) | No. | 1 | No. | 80 | 0 | 09 Sep 2023
04 ELECTRICAL WORK | A.D. ASSOCIATES ELECTRICALS PVT LTD | 4 Core 6 sq.mm Termination Copper Arm. cable (L) | No. | 1 | No. | 80 | 0 | 09 Sep 2023
04 ELECTRICAL WORK | A.D. ASSOCIATES ELECTRICALS PVT LTD | 4 Core 6 sq.mm Termination Copper Arm. cable (M) | No. | 1 | No. | 415 | 0 | 09 Sep 2023
04 ELECTRICAL WORK | A.D. ASSOCIATES ELECTRICALS PVT LTD | 4 Core 6 sq.mm Termination Copper Arm. cable (M) | No. | 1 | No. | 305 | 0 | 09 Sep 2023
04 ELECTRICAL WORK | A.D. ASSOCIATES ELECTRICALS PVT LTD | 4 Core 6 sq.mm Termination Copper Arm. cable (M) | No. | 1 | No. | 367 | 0 | 09 Sep 2023
04 ELECTRICAL WORK | A.D. ASSOCIATES ELECTRICALS PVT LTD | 4 Module Box (M) | No. | 1 | No. | 72.54 | 0 | 05 Nov 2018
04 ELECTRICAL WORK | A.D. ASSOCIATES ELECTRICALS PVT LTD | 4 Module Box (M) | No. | 1 | No. | 81.85 | 0 | 28 Aug 2019
04 ELECTRICAL WORK | A.D. ASSOCIATES ELECTRICALS PVT LTD | 4 Module Box (M) | No. | 1 | No. | 82 | 0 | 27 Oct 2020
04 ELECTRICAL WORK | A.D. ASSOCIATES ELECTRICALS PVT LTD | 4 Module Box (M) | No. | 1 | No. | 94 | 0 | 27 Apr 2021
04 ELECTRICAL WORK | A.D. ASSOCIATES ELECTRICALS PVT LTD | 4 Module Box (M) | No. | 1 | No. | 107.64 | 0 | 03 May 2024
04 ELECTRICAL WORK | A.D. ASSOCIATES ELECTRICALS PVT LTD | 4 Module Plate (M) | No. | 1 | No. | 77.06 | 0 | 05 Nov 2018
04 ELECTRICAL WORK | A.D. ASSOCIATES ELECTRICALS PVT LTD | 4 Module Plate (M) | No. | 1 | No. | 91.73 | 0 | 28 Aug 2019
04 ELECTRICAL WORK | A.D. ASSOCIATES ELECTRICALS PVT LTD | 4 Module Plate (M) | No. | 1 | No. | 97 | 0 | 24 Oct 2020
04 ELECTRICAL WORK | A.D. ASSOCIATES ELECTRICALS PVT LTD | 4 Module Plate (M) | No. | 1 | No. | 102 | 0 | 27 Apr 2021
04 ELECTRICAL WORK | A.D. ASSOCIATES ELECTRICALS PVT LTD | 4 Module Plate (M) | No. | 1 | No. | 114.29 | 0 | 03 May 2024
04 ELECTRICAL WORK | P.L. VISHWAKARMA ELECTRICALS (FIRM) | 4 Pole 40 Amp MCCB fixing (L) | No. | 1 | No. | 1000 | 0 | 26 May 2020
04 ELECTRICAL WORK | RAJ ELECTRICAL SERVICES | 4 Pole 63 Amp MCB & RCCB | No. | 1 | No. | 720 | 0 | 20 Sep 2018
04 ELECTRICAL WORK | RAJ ELECTRICAL SERVICES | 4 Pole 63 Amp MCB & RCCB | No. | 1 | No. | 800 | 0 | 20 Sep 2018
04 ELECTRICAL WORK | SANTOSH ELECTRICALS | 4 Pole 63 Amp MCB & RCCB | No. | 1 | No. | 4000 | 0 | 20 Nov 2020
04 ELECTRICAL WORK | A.D. ASSOCIATES ELECTRICALS PVT LTD | 4 Sq.mm Lead Cable (L) | Mtrs | 1 | Mtrs | 15 | 0 | 13 Feb 2024
04 ELECTRICAL WORK | A.D. ASSOCIATES ELECTRICALS PVT LTD | 4 Sq.mm Lead Cable (M) | Mtrs | 1 | Mtrs | 43.41 | 0 | 01 Feb 2024
04 ELECTRICAL WORK | A.D. ASSOCIATES ELECTRICALS PVT LTD | 4 Sq.mm Lead Cable (M) | Mtrs | 1 | Mtrs | 42.54 | 0 | 14 Feb 2024
04 ELECTRICAL WORK | A.D. ASSOCIATES ELECTRICALS PVT LTD | 4 Sq.mm Lead Cable Termination (L) | No. | 1 | No. | 10 | 0 | 13 Feb 2024
04 ELECTRICAL WORK | A.D. ASSOCIATES ELECTRICALS PVT LTD | 4 Sq.mm Lead Cable Termination (M) | No. | 1 | No. | 24.63 | 0 | 01 Feb 2024
04 ELECTRICAL WORK | LAXMI ELECTRICALS | 4 Sqmm Cable Laying | Mtrs | 1 | Mtrs | 25 | 0 | 22 Mar 2021
04 ELECTRICAL WORK | A.D. ASSOCIATES ELECTRICALS PVT LTD | 4 sqmm Cu wire (M) | Mtrs | 1 | Mtrs | 26.38 | 0 | 28 Aug 2019
04 ELECTRICAL WORK | A.D. ASSOCIATES ELECTRICALS PVT LTD | 4 sqmm Cu wire (M) | Mtrs | 1 | Mtrs | 37 | 0 | 27 Apr 2021
04 ELECTRICAL WORK | A.D. ASSOCIATES ELECTRICALS PVT LTD | 4 sqmm Cu wire (M) | Mtrs | 1 | Mtrs | 25 | 0 | 26 Aug 2019
04 ELECTRICAL WORK | A.D. ASSOCIATES ELECTRICALS PVT LTD | 4 sqmm Cu wire (M) | Mtrs | 1 | Mtrs | 26 | 0 | 26 Aug 2019
04 ELECTRICAL WORK | A.D. ASSOCIATES ELECTRICALS PVT LTD | 4 Way ETPN DB (L) | No. | 1 | No. | 1500 | 0 | 27 Aug 2019
04 ELECTRICAL WORK | A.D. ASSOCIATES ELECTRICALS PVT LTD | 4 Way ETPN DB (M) | No. | 1 | No. | 2130.71 | 0 | 26 Aug 2019
04 ELECTRICAL WORK | LAXMI ELECTRICALS ENTERPRISES | 4 Way Feeder Pillar | No. | 1 | No. | 3000 | 0 | 30 Mar 2023
04 ELECTRICAL WORK | LAXMI ELECTRICALS ENTERPRISES | 4 Way Feeder Pillar | No. | 1 | No. | 2750 | 0 | 03 Jul 2023
04 ELECTRICAL WORK | ADITI POWER CARE AND ENTERPRISES | 4 way Feeder Pillar fixing-UTI | No. | 1 | No. | 3800 | 0 | 02 Apr 2024
04 ELECTRICAL WORK | ADITI POWER CARE AND ENTERPRISES | 4 way Feeder Pillar fixing-UTI | No. | 1 | No. | 2750 | 0 | 02 Apr 2024
04 ELECTRICAL WORK | LAXMI ELECTRICALS ENTERPRISES | 4 Way Removing | No. | 1 | No. | 2000 | 0 | 30 Jun 2020
04 ELECTRICAL WORK | LAXMI ELECTRICALS ENTERPRISES | 4 Way SFU Fixing | No. | 1 | No. | 3000 | 0 | 30 Jun 2020
04 ELECTRICAL WORK | A.D. ASSOCIATES ELECTRICALS PVT LTD | 4 Way SPN DB | No. | 1 | No. | 600 | 0 | 03 Feb 2018
04 ELECTRICAL WORK | LAXMI ELECTRICALS | 4 Way TPN DB Fixing - DPo | No. | 1 | No. | 1500 | 0 | 13 Mar 2023
04 ELECTRICAL WORK | VAISHALI ELECTRICAL | 4 Way TPN DB Fixing - DPo | No. | 1 | No. | 750 | 0 | 05 Sep 2022
04 ELECTRICAL WORK | A.D. ASSOCIATES ELECTRICALS PVT LTD | 4 x 6 sqmm + 1 x 4 sqmm Main Line Cable | No. | 1 | No. | 1200 | 0 | 28 Apr 2021
04 ELECTRICAL WORK | RAJ ELECTRICAL SERVICES | 40 Amp 2 Pole MCB Fixing | No. | 1 | No. | 500 | 0 | 21 Sep 2018
04 ELECTRICAL WORK | A.D. ASSOCIATES ELECTRICALS PVT LTD | 40 Amp DPX MCCB 16 KA (L) | No. | 1 | No. | 1500 | 0 | 28 Apr 2021
04 ELECTRICAL WORK | A.D. ASSOCIATES ELECTRICALS PVT LTD | 40 Amp DPX MCCB 16 KA (M) | No. | 1 | No. | 4473 | 0 | 27 Apr 2021
04 ELECTRICAL WORK | A.D. ASSOCIATES ELECTRICALS PVT LTD | 400A Amp DPX MCCB 36KA (L) | No. | 1 | No. | 10000 | 0 | 10 Dec 2020
04 ELECTRICAL WORK | A.D. ASSOCIATES ELECTRICALS PVT LTD | 400A Amp DPX MCCB 36KA (M) | No. | 1 | No. | 17604 | 0 | 10 Dec 2020
04 ELECTRICAL WORK | A.D. ASSOCIATES ELECTRICALS PVT LTD | 40A 100mA DP RCCB (L) | No. | 1 | No. | 250 | 0 | 27 Aug 2019
04 ELECTRICAL WORK | A.D. ASSOCIATES ELECTRICALS PVT LTD | 40A 100mA DP RCCB (M) | No. | 1 | No. | 1861.7 | 0 | 26 Aug 2019
04 ELECTRICAL WORK | A.D. ASSOCIATES ELECTRICALS PVT LTD | 40A 100mA FP RCCB (M) | No. | 1 | No. | 2730 | 0 | 26 Aug 2019
04 ELECTRICAL WORK | A.D. ASSOCIATES ELECTRICALS PVT LTD | 40A 100mA FP RCCB (M) | No. | 1 | No. | 2017 | 0 | 28 Aug 2019
04 ELECTRICAL WORK | A.D. ASSOCIATES ELECTRICALS PVT LTD | 40A 4P ELCB 100mA (M) | No. | 1 | No. | 2140.75 | 0 | 26 Aug 2019
04 ELECTRICAL WORK | A.D. ASSOCIATES ELECTRICALS PVT LTD | 40A DP MCB (M) | No. | 1 | No. | 665.5 | 0 | 26 Aug 2019
04 ELECTRICAL WORK | A.D. ASSOCIATES ELECTRICALS PVT LTD | 40A DP MCB (M) | No. | 1 | No. | 868 | 0 | 01 Feb 2024
04 ELECTRICAL WORK | A.D. ASSOCIATES ELECTRICALS PVT LTD | 40A DP MCB Enclosure (L) | No. | 1 | No. | 450 | 0 | 13 Feb 2024
04 ELECTRICAL WORK | A.D. ASSOCIATES ELECTRICALS PVT LTD | 40A DP MCB Enclosure (M) | No. | 1 | No. | 427 | 0 | 01 Feb 2024
04 ELECTRICAL WORK | VAISHALI ELECTRICAL | 40A FP MCB (L) | No. | 1 | No. | 1000 | 0 | 29 Aug 2022
04 ELECTRICAL WORK | A.D. ASSOCIATES ELECTRICALS PVT LTD | 40A FP MCB (M) | No. | 1 | No. | 1651 | 0 | 01 Feb 2024
04 ELECTRICAL WORK | A.D. ASSOCIATES ELECTRICALS PVT LTD | 40A FP MCB Enclosure (L) | No. | 1 | No. | 450 | 0 | 13 Feb 2024
04 ELECTRICAL WORK | A.D. ASSOCIATES ELECTRICALS PVT LTD | 40A FP MCB Enclosure (M) | No. | 1 | No. | 427 | 0 | 01 Feb 2024
04 ELECTRICAL WORK | A.D. ASSOCIATES ELECTRICALS PVT LTD | 40A MCB 4 Pole (M) | No. | 1 | No. | 1288 | 0 | 25 Sep 2021
04 ELECTRICAL WORK | RAJ ELECTRICAL SERVICES | 40mm PVC Pipe Refixing TV unit | R.Ft | 1 | R.Ft | 50 | 0 | 21 Sep 2018
04 ELECTRICAL WORK | RAJ ELECTRICAL SERVICES | 40mm PVC Pipe Refixing TV unit | R.Ft | 1 | R.Ft | 10 | 0 | 22 Oct 2018
04 ELECTRICAL WORK | SHIV ELECTRICAL ENGINEERS AND CONTRACTORS | 40W Flood Light WW | No. | 1 | No. | 14875 | 0 | 26 Feb 2024
04 ELECTRICAL WORK | SHIV ELECTRICAL ENGINEERS AND CONTRACTORS | 40W Linear Wall Washer WW Lights | No. | 1 | No. | 15300 | 0 | 26 Feb 2024
04 ELECTRICAL WORK | A.D. ASSOCIATES ELECTRICALS PVT LTD | 45 x 25 mm PVC Trunking (L) | Mtrs | 1 | Mtrs | 50 | 0 | 14 Feb 2024
04 ELECTRICAL WORK | A.D. ASSOCIATES ELECTRICALS PVT LTD | 45 x 25 mm PVC Trunking (M) | Mtrs | 1 | Mtrs | 140.4 | 0 | 01 Feb 2024
04 ELECTRICAL WORK | A.D. ASSOCIATES ELECTRICALS PVT LTD | 450 mm without powder coated.(L) | Mtrs | 1 | Mtrs | 250 | 0 | 14 Feb 2024
04 ELECTRICAL WORK | A.D. ASSOCIATES ELECTRICALS PVT LTD | 450 mm without powder coated.(M) | Mtrs | 1 | Mtrs | 836.28 | 0 | 01 Feb 2024
04 ELECTRICAL WORK | NEPTUNE ENGINEERS | 4C 1.5 Sqmm Copper Armoured Cable (M) | Mtrs | 1 | Mtrs | 79.5 | 0 | 02 Dec 2020
04 ELECTRICAL WORK | A.D. ASSOCIATES ELECTRICALS PVT LTD | 4C 16sqmm Alumn Armd. Cable (L) | Mtrs | 1 | Mtrs | 30 | 0 | 27 Aug 2019
04 ELECTRICAL WORK | A.D. ASSOCIATES ELECTRICALS PVT LTD | 4C 16sqmm Alumn Armd. Cable (M) | Mtrs | 1 | Mtrs | 116.79 | 0 | 26 Aug 2019
04 ELECTRICAL WORK | ARSENCON ENGINEERS PRIVATE LIMITED | 4C 2.5 sqmm (FRLS) Cable (L) | Mtrs | 1 | Mtrs | 22 | 0 | 01 Apr 2021
04 ELECTRICAL WORK | NEPTUNE ENGINEERS | 4C 2.5 sqmm (FRLS) Cable (L) | Mtrs | 1 | Mtrs | 27 | 0 | 20 Jun 2019
04 ELECTRICAL WORK | NEPTUNE ENGINEERS | 4C 2.5 sqmm (FRLS) Cable (M) | Mtrs | 1 | Mtrs | 108 | 0 | 20 Jun 2019
04 ELECTRICAL WORK | GLOTECH FIRE ENGINEERS | 4C 2.5sq mm Cable (M+L) | Mtrs | 1 | Mtrs | 90.5 | 0 | 20 Oct 2018
04 ELECTRICAL WORK | A.D. ASSOCIATES ELECTRICALS PVT LTD | 4C 4sqmm Cu Armd. Cable (L) | Mtrs | 1 | Mtrs | 50 | 0 | 27 Aug 2019
04 ELECTRICAL WORK | A.D. ASSOCIATES ELECTRICALS PVT LTD | 4C 4sqmm Cu Armd. Cable (M) | Mtrs | 1 | Mtrs | 163.22 | 0 | 26 Aug 2019
04 ELECTRICAL WORK | ARSENCON ENGINEERS PRIVATE LIMITED | 4C 6 sq.mm Copper Armoured Cable (L) | Mtrs | 1 | Mtrs | 28 | 0 | 30 Jan 2024
04 ELECTRICAL WORK | ARSENCON ENGINEERS PRIVATE LIMITED | 4C 6 sqmm Alu. Cable (L) | Mtrs | 1 | Mtrs | 28 | 0 | 01 Apr 2021
04 ELECTRICAL WORK | ARSENCON ENGINEERS PRIVATE LIMITED | 4C 6 sqmm Alu. Cable (L) | Mtrs | 1 | Mtrs | 121.5 | 0 | 02 Apr 2021
04 ELECTRICAL WORK | A.D. ASSOCIATES ELECTRICALS PVT LTD | 4C 6 sqmm Alu. Cable (L) | Mtrs | 1 | Mtrs | 40 | 0 | 27 Apr 2021
04 ELECTRICAL WORK | GLOTECH FIRE ENGINEERS | 4C 6 sqmm Alu. Cable (L) | Mtrs | 1 | Mtrs | 30.028 | 0 | 08 May 2020
04 ELECTRICAL WORK | LAXMI ELECTRICALS | 4C 6 sqmm Alu. Cable (L) | Mtrs | 1 | Mtrs | 40 | 0 | 16 Dec 2022
04 ELECTRICAL WORK | NEPTUNE ENGINEERS | 4C 6 sqmm Alu. Cable (L) | Mtrs | 1 | Mtrs | 42 | 0 | 05 Jul 2019
04 ELECTRICAL WORK | NEPTUNE ENGINEERS | 4C 6 sqmm Alu. Cable (M) | Mtrs | 1 | Mtrs | 195 | 0 | 05 Jul 2019
04 ELECTRICAL WORK | GLOTECH FIRE ENGINEERS | 4C 6 sqmm Alu. Cable (M) | Mtrs | 1 | Mtrs | 120.112 | 0 | 08 May 2020
04 ELECTRICAL WORK | A.D. ASSOCIATES ELECTRICALS PVT LTD | 4C 6 sqmm Alu. Cable (M) | Mtrs | 1 | Mtrs | 261 | 0 | 27 Apr 2021
04 ELECTRICAL WORK | A.D. ASSOCIATES ELECTRICALS PVT LTD | 4C x 10 Sq.mm Copper Armoured Cable (L) | Mtrs | 1 | Mtrs | 50 | 0 | 06 Feb 2024
04 ELECTRICAL WORK | A.D. ASSOCIATES ELECTRICALS PVT LTD | 4C x 10 Sq.mm Copper Armoured Cable (M) | Mtrs | 1 | Mtrs | 558.44 | 0 | 01 Feb 2024
04 ELECTRICAL WORK | A.D. ASSOCIATES ELECTRICALS PVT LTD | 4C x 10 Sqmm (L) | No. | 1 | No. | 150 | 0 | 27 Apr 2021
04 ELECTRICAL WORK | ARSENCON ENGINEERS PRIVATE LIMITED | 4C x 10 Sqmm (L) | No. | 1 | No. | 148.5 | 0 | 02 Apr 2021
04 ELECTRICAL WORK | VAISHALI ELECTRICAL | 4C x 10 sqmm cu armored cable | Mtrs | 1 | Mtrs | 80 | 0 | 31 Mar 2023
04 ELECTRICAL WORK | A.D. ASSOCIATES ELECTRICALS PVT LTD | 4C x 10sqmm (L) | Mtrs | 1 | Mtrs | 60 | 0 | 27 Apr 2021
04 ELECTRICAL WORK | A.D. ASSOCIATES ELECTRICALS PVT LTD | 4C x 10sqmm (M) | Mtrs | 1 | Mtrs | 393 | 0 | 27 Apr 2021
04 ELECTRICAL WORK | ADITI POWER CARE AND ENTERPRISES | 4C x 10sqmm cable end termination | No. | 1 | No. | 150 | 0 | 27 Jun 2024
04 ELECTRICAL WORK | A.D. ASSOCIATES ELECTRICALS PVT LTD | 4C x 16 Sq.mm Copper Armoured Cable (L) | Mtrs | 1 | Mtrs | 70 | 0 | 06 Feb 2024
04 ELECTRICAL WORK | A.D. ASSOCIATES ELECTRICALS PVT LTD | 4C x 16 Sq.mm Copper Armoured Cable (M) | Mtrs | 1 | Mtrs | 818.18 | 0 | 01 Feb 2024
04 ELECTRICAL WORK | ARSENCON ENGINEERS PRIVATE LIMITED | 4C x 16 Sqmm (L) | No. | 1 | No. | 162 | 0 | 02 Apr 2021
04 ELECTRICAL WORK | A.D. ASSOCIATES ELECTRICALS PVT LTD | 4C x 16 sqmm A2XFY XLPE Cable (L) | No. | 1 | No. | 1050 | 0 | 23 Sep 2021
04 ELECTRICAL WORK | A.D. ASSOCIATES ELECTRICALS PVT LTD | 4C x 16 sqmm A2XFY XLPE Cable (M) | No. | 1 | No. | 351 | 0 | 23 Sep 2021
04 ELECTRICAL WORK | A.D. ASSOCIATES ELECTRICALS PVT LTD | 4C x 16 sqmm A2XFY XLPE Cable(L) | Mtrs | 1 | Mtrs | 70 | 0 | 23 Sep 2021
04 ELECTRICAL WORK | A.D. ASSOCIATES ELECTRICALS PVT LTD | 4C x 16 sqmm A2XFY XLPE Cable(M) | Mtrs | 1 | Mtrs | 146 | 0 | 23 Sep 2021
04 ELECTRICAL WORK | ARSENCON ENGINEERS PRIVATE LIMITED | 4C x 2.5 Sqmm (L) | No. | 1 | No. | 81 | 0 | 02 Apr 2021
04 ELECTRICAL WORK | ARSENCON ENGINEERS PRIVATE LIMITED | 4C x 25 Sqmm (L) | No. | 1 | No. | 184.5 | 0 | 02 Apr 2021
04 ELECTRICAL WORK | ARSENCON ENGINEERS PRIVATE LIMITED | 4C x 4 Sqmm (L) | No. | 1 | No. | 103.5 | 0 | 02 Apr 2021
04 ELECTRICAL WORK | A.D. ASSOCIATES ELECTRICALS PVT LTD | 4C x 50 Sqmm Cu Arm.Cable (L) | No. | 1 | No. | 450 | 0 | 10 Dec 2020
04 ELECTRICAL WORK | A.D. ASSOCIATES ELECTRICALS PVT LTD | 4C x 50 Sqmm Cu Arm.Cable (M) | No. | 1 | No. | 550 | 0 | 10 Dec 2020
04 ELECTRICAL WORK | A.D. ASSOCIATES ELECTRICALS PVT LTD | 4C x 50sqmm Cu Arm Cable (L) | Mtrs | 1 | Mtrs | 160 | 0 | 10 Dec 2020
04 ELECTRICAL WORK | A.D. ASSOCIATES ELECTRICALS PVT LTD | 4C x 50sqmm Cu Arm Cable (M) | Mtrs | 1 | Mtrs | 1842 | 0 | 10 Dec 2020
04 ELECTRICAL WORK | A.D. ASSOCIATES ELECTRICALS PVT LTD | 4C x 6 sqmm A2XFY XLPE Cable (L) | Mtrs | 1 | Mtrs | 60 | 0 | 23 Sep 2021
04 ELECTRICAL WORK | A.D. ASSOCIATES ELECTRICALS PVT LTD | 4C x 6 sqmm A2XFY XLPE Cable (M) | Mtrs | 1 | Mtrs | 99 | 0 | 23 Sep 2021
04 ELECTRICAL WORK | A.D. ASSOCIATES ELECTRICALS PVT LTD | 4C x 6 sqmm A2XFY XLPE Cable(L) | No. | 1 | No. | 1050 | 0 | 23 Sep 2021
04 ELECTRICAL WORK | A.D. ASSOCIATES ELECTRICALS PVT LTD | 4C x 6 sqmm A2XFY XLPE Cable(M) | No. | 1 | No. | 293 | 0 | 23 Sep 2021
04 ELECTRICAL WORK | A.D. ASSOCIATES ELECTRICALS PVT LTD | 4C x 6 Sqmm Cu Arm Cable (M) | Mtrs | 1 | Mtrs | 254 | 0 | 10 Dec 2020
04 ELECTRICAL WORK | A.D. ASSOCIATES ELECTRICALS PVT LTD | 4C x 6 Sqmm Cu Arm.Cable (L) | No. | 1 | No. | 150 | 0 | 10 Dec 2020
04 ELECTRICAL WORK | A.D. ASSOCIATES ELECTRICALS PVT LTD | 4C x 6 Sqmm Cu Arm.Cable (M) | No. | 1 | No. | 215 | 0 | 10 Dec 2020
04 ELECTRICAL WORK | A.D. ASSOCIATES ELECTRICALS PVT LTD | 4C x 6 Sqmm Cu Arm.Cable. (L) | Mtrs | 1 | Mtrs | 65 | 0 | 10 Dec 2020
04 ELECTRICAL WORK | ARSENCON ENGINEERS PRIVATE LIMITED | 4C x 6 Sqmm Cu Arm.Cable. (L) | Mtrs | 1 | Mtrs | 28 | 0 | 30 Jan 2024
04 ELECTRICAL WORK | ARSENCON ENGINEERS PRIVATE LIMITED | 4C x 6 Sqmm Cu Arm.Cable. (L) | Mtrs | 1 | Mtrs | 28 | 0 | 30 Jan 2024
04 ELECTRICAL WORK | ARSENCON ENGINEERS PRIVATE LIMITED | 4Cx6 sqmm Cu. Arm (L) | Mtrs | 1 | Mtrs | 28 | 0 | 30 Jan 2024
04 ELECTRICAL WORK | HARISH CHANDRA JADHAV ELECTRICALS | 4M Base Plate | No. | 1 | No. | 90 | 0 | 02 Feb 2024
04 ELECTRICAL WORK | HARISH CHANDRA JADHAV ELECTRICALS | 4M Base Plate | No. | 1 | No. | 70 | 0 | 11 Dec 2021
04 ELECTRICAL WORK | ARSENCON ENGINEERS PRIVATE LIMITED | 4P MCB with Enclosure | No. | 1 | No. | 300 | 0 | 30 Jan 2024
04 ELECTRICAL WORK | ARSENCON ENGINEERS PRIVATE LIMITED | 4P MCCB with Enclouser for Isolator (L) | No. | 1 | No. | 300 | 0 | 01 Apr 2021
04 ELECTRICAL WORK | ARSENCON ENGINEERS PRIVATE LIMITED | 4P MCCB with Enclouser for Isolator (L) | No. | 1 | No. | 400 | 0 | 01 Apr 2021
04 ELECTRICAL WORK | DS ELECTRICALS | 5 AMP full plug point DCH | No. | 1 | No. | 200 | 0 | 16 May 2020
04 ELECTRICAL WORK | DS ELECTRICALS | 5 AMP half plug point DCH | No. | 1 | No. | 100 | 0 | 16 May 2020
04 ELECTRICAL WORK | P.L. VISHWAKARMA ELECTRICALS (FIRM) | 5 Amp Point - SOS | No. | 1 | No. | 200 | 0 | 21 Jul 2021
04 ELECTRICAL WORK | VAISHALI ELECTRICAL | 5 Amp Point - SOS | No. | 1 | No. | 350 | 0 | 28 Dec 2022
04 ELECTRICAL WORK | A.D. ASSOCIATES ELECTRICALS PVT LTD | 5 Pin Industrial Plug (L) | No. | 1 | No. | 500 | 0 | 13 Feb 2024
04 ELECTRICAL WORK | A.D. ASSOCIATES ELECTRICALS PVT LTD | 5 Pin Industrial Plug (M) | No. | 1 | No. | 3780.66 | 0 | 01 Feb 2024
04 ELECTRICAL WORK | A.D. ASSOCIATES ELECTRICALS PVT LTD | 5 Pin Industrial Plug (M) | No. | 1 | No. | 3099.46 | 0 | 14 Feb 2024
04 ELECTRICAL WORK | NEPTUNE ENGINEERS | 5/8 Service Valve (M+L) | No. | 1 | No. | 600 | 0 | 19 Dec 2019
04 ELECTRICAL WORK | A.D. ASSOCIATES ELECTRICALS PVT LTD | 50 Sq.mm Lead Cable Termination (L) | No. | 1 | No. | 45 | 0 | 13 Feb 2024
04 ELECTRICAL WORK | A.D. ASSOCIATES ELECTRICALS PVT LTD | 50 Sq.mm Lead Cable Termination (M) | No. | 1 | No. | 296.65 | 0 | 01 Feb 2024
04 ELECTRICAL WORK | RAJ ELECTRICAL SERVICES | 50 sqmm Gland Fixing | No. | 1 | No. | 400 | 0 | 20 Sep 2018
04 ELECTRICAL WORK | RAJ ELECTRICAL SERVICES | 50 sqmm Gland Fixing | No. | 1 | No. | 300 | 0 | 13 Mar 2019
04 ELECTRICAL WORK | RAJ ELECTRICAL SERVICES | 50 Sqmm Lugs Fixing | No. | 1 | No. | 50 | 0 | 13 Mar 2019
04 ELECTRICAL WORK | ARSENCON ENGINEERS PRIVATE LIMITED | 50 x 6 mm Cu strip | Mtrs | 1 | Mtrs | 225 | 0 | 21 Dec 2020
04 ELECTRICAL WORK | ARSENCON ENGINEERS PRIVATE LIMITED | 50/6 Earthing Patti (L) | Mtrs | 1 | Mtrs | 52 | 0 | 27 Apr 2023
04 ELECTRICAL WORK | ARSENCON ENGINEERS PRIVATE LIMITED | 50/6 Earthing Patti (L) | Mtrs | 1 | Mtrs | 58 | 0 | 27 Apr 2023
04 ELECTRICAL WORK | ADITI POWER CARE AND ENTERPRISES | 50/6 Earthing Patti (L) | Mtrs | 1 | Mtrs | 80 | 0 | 24 May 2024
04 ELECTRICAL WORK | A.D. ASSOCIATES ELECTRICALS PVT LTD | 50/6 Earthing Patti (L) | Mtrs | 1 | Mtrs | 60 | 0 | 27 Apr 2021
04 ELECTRICAL WORK | A.D. ASSOCIATES ELECTRICALS PVT LTD | 50/6 Earthing Patti (M) | Mtrs | 1 | Mtrs | 252 | 0 | 27 Apr 2021
04 ELECTRICAL WORK | ARSENCON ENGINEERS PRIVATE LIMITED | 50/6 Earthing Patti (M) | Mtrs | 1 | Mtrs | 232 | 0 | 27 Apr 2023
04 ELECTRICAL WORK | ARSENCON ENGINEERS PRIVATE LIMITED | 50/6 Earthing Patti (M) | Mtrs | 1 | Mtrs | 52 | 0 | 27 Apr 2023
04 ELECTRICAL WORK | ARSENCON ENGINEERS PRIVATE LIMITED | 50/6 Earthing Patti (M) | Mtrs | 1 | Mtrs | 232 | 0 | 27 Apr 2023
04 ELECTRICAL WORK | KANAD ELECTRICAL SERVICES | 50/6 Earthing Patti (M) | Mtrs | 1 | Mtrs | 483.6 | 0 | 10 Aug 2023
04 ELECTRICAL WORK | ARSENCON ENGINEERS PRIVATE LIMITED | 50/6 Earthing Patti Rate Diff (M) | Mtrs | 1 | Mtrs | 52 | 0 | 05 May 2023
04 ELECTRICAL WORK | ARSENCON ENGINEERS PRIVATE LIMITED | 50/6 Earthing Patti Rate Diff (M) | Mtrs | 1 | Mtrs | 130 | 0 | 14 Jun 2023
04 ELECTRICAL WORK | A.D. ASSOCIATES ELECTRICALS PVT LTD | 500 Amp SFU with Encloser Box (L) | No. | 1 | No. | 4500 | 0 | 27 Apr 2021
04 ELECTRICAL WORK | A.D. ASSOCIATES ELECTRICALS PVT LTD | 500 Amp SFU with Encloser Box (M) | No. | 1 | No. | 55575 | 0 | 27 Apr 2021
04 ELECTRICAL WORK | STANDARD POWER SOLUTION | 500 KVA DG | Month | 1 | Month | 135000 | 0 | 24 Feb 2021
04 ELECTRICAL WORK | LAXMI ELECTRICALS ENTERPRISES | 50x5 GI Earthing Strip (M+L) | Mtrs | 1 | Mtrs | 258.5 | 0 | 03 Jul 2023
04 ELECTRICAL WORK | LAXMI ELECTRICALS ENTERPRISES | 50x5 GI Earthing Strip (M+L) | Mtrs | 1 | Mtrs | 282 | 0 | 30 Mar 2023
04 ELECTRICAL WORK | ARSENCON ENGINEERS PRIVATE LIMITED | 50x6mm Copper Earthing Patti (L) | Mtrs | 1 | Mtrs | 90 | 0 | 27 Apr 2023
04 ELECTRICAL WORK | ARSENCON ENGINEERS PRIVATE LIMITED | 50x6mm Copper Earthing Patti (M) | Mtrs | 1 | Mtrs | 2400 | 0 | 27 Apr 2023
04 ELECTRICAL WORK | A.D. ASSOCIATES ELECTRICALS PVT LTD | 5A Socket Switch on same Board | No. | 1 | No. | 300 | 0 | 28 Apr 2021
04 ELECTRICAL WORK | A.D. ASSOCIATES ELECTRICALS PVT LTD | 5A Socket Switch on same Board | No. | 1 | No. | 250 | 0 | 28 Apr 2021
04 ELECTRICAL WORK | VAISHALI ELECTRICAL | 6 amp 5 pin single phase raw power switch with sockets | No. | 1 | No. | 350 | 0 | 22 Dec 2021
04 ELECTRICAL WORK | LAXMI ELECTRICALS | 6 AMP half plug point Mkt | No. | 1 | No. | 112 | 0 | 21 Mar 2023
04 ELECTRICAL WORK | A.D. ASSOCIATES ELECTRICALS PVT LTD | 6 AMP Plug point (Independent) | No. | 1 | No. | 500 | 0 | 28 Aug 2019
04 ELECTRICAL WORK | A.D. ASSOCIATES ELECTRICALS PVT LTD | 6 AMP Plug point (Independent) | No. | 1 | No. | 250 | 0 | 29 Jul 2020
04 ELECTRICAL WORK | LAXMI ELECTRICALS | 6 AMP Plug Point - Mkt | No. | 1 | No. | 225 | 0 | 13 Mar 2023
04 ELECTRICAL WORK | A.D. ASSOCIATES ELECTRICALS PVT LTD | 6 Amp Socket (M) | No. | 1 | No. | 122.08 | 0 | 05 Nov 2018
04 ELECTRICAL WORK | A.D. ASSOCIATES ELECTRICALS PVT LTD | 6 Amp Socket (M) | No. | 1 | No. | 121 | 0 | 26 Aug 2019
04 ELECTRICAL WORK | A.D. ASSOCIATES ELECTRICALS PVT LTD | 6 Amp Socket (M) | No. | 1 | No. | 141.34 | 0 | 28 Aug 2019
04 ELECTRICAL WORK | A.D. ASSOCIATES ELECTRICALS PVT LTD | 6 Amp Socket (M) | No. | 1 | No. | 147 | 0 | 24 Oct 2020
04 ELECTRICAL WORK | A.D. ASSOCIATES ELECTRICALS PVT LTD | 6 Amp Socket (M) | No. | 1 | No. | 148 | 0 | 27 Apr 2021
04 ELECTRICAL WORK | A.D. ASSOCIATES ELECTRICALS PVT LTD | 6 Amp Socket (M) | No. | 1 | No. | 162 | 0 | 01 Feb 2024
04 ELECTRICAL WORK | A.D. ASSOCIATES ELECTRICALS PVT LTD | 6 Amp Switch (M) | No. | 1 | No. | 94.37 | 0 | 05 Nov 2018
04 ELECTRICAL WORK | A.D. ASSOCIATES ELECTRICALS PVT LTD | 6 Amp Switch (M) | No. | 1 | No. | 70 | 0 | 26 Aug 2019
04 ELECTRICAL WORK | A.D. ASSOCIATES ELECTRICALS PVT LTD | 6 Amp Switch (M) | No. | 1 | No. | 122.62 | 0 | 28 Aug 2019
04 ELECTRICAL WORK | A.D. ASSOCIATES ELECTRICALS PVT LTD | 6 Amp Switch (M) | No. | 1 | No. | 81 | 0 | 24 Oct 2020
04 ELECTRICAL WORK | A.D. ASSOCIATES ELECTRICALS PVT LTD | 6 Amp Switch (M) | No. | 1 | No. | 64.94 | 0 | 03 May 2024
04 ELECTRICAL WORK | A.D. ASSOCIATES ELECTRICALS PVT LTD | 6 Amp Switch (M) | No. | 1 | No. | 79 | 0 | 27 Apr 2021
04 ELECTRICAL WORK | A.D. ASSOCIATES ELECTRICALS PVT LTD | 6 Amp Switch (M) | No. | 1 | No. | 68 | 0 | 01 Feb 2024
04 ELECTRICAL WORK | A.D. ASSOCIATES ELECTRICALS PVT LTD | 6 Amp Switch (M) | No. | 1 | No. | 71 | 0 | 05 Nov 2018
04 ELECTRICAL WORK | A.D. ASSOCIATES ELECTRICALS PVT LTD | 6 Amps Two Way Switch (M) | No. | 1 | No. | 112 | 0 | 24 Oct 2020
04 ELECTRICAL WORK | A.D. ASSOCIATES ELECTRICALS PVT LTD | 6 Amps Two Way Switch (M) | No. | 1 | No. | 154.44 | 0 | 28 Aug 2019
04 ELECTRICAL WORK | A.D. ASSOCIATES ELECTRICALS PVT LTD | 6 Module Box (M) | No. | 1 | No. | 115.82 | 0 | 05 Nov 2018
04 ELECTRICAL WORK | A.D. ASSOCIATES ELECTRICALS PVT LTD | 6 Module Box (M) | No. | 1 | No. | 109 | 0 | 26 Aug 2019
04 ELECTRICAL WORK | A.D. ASSOCIATES ELECTRICALS PVT LTD | 6 Module Box (M) | No. | 1 | No. | 127.74 | 0 | 28 Aug 2019
04 ELECTRICAL WORK | A.D. ASSOCIATES ELECTRICALS PVT LTD | 6 Module Box (M) | No. | 1 | No. | 128 | 0 | 27 Oct 2020
04 ELECTRICAL WORK | A.D. ASSOCIATES ELECTRICALS PVT LTD | 6 Module Box (M) | No. | 1 | No. | 146 | 0 | 27 Apr 2021
04 ELECTRICAL WORK | A.D. ASSOCIATES ELECTRICALS PVT LTD | 6 Module Box (M) | No. | 1 | No. | 162 | 0 | 01 Feb 2024
04 ELECTRICAL WORK | A.D. ASSOCIATES ELECTRICALS PVT LTD | 6 Module Box (M) | No. | 1 | No. | 168.48 | 0 | 03 May 2024
04 ELECTRICAL WORK | A.D. ASSOCIATES ELECTRICALS PVT LTD | 6 Module Plate (M) | No. | 1 | No. | 223.38 | 0 | 03 May 2024
04 ELECTRICAL WORK | A.D. ASSOCIATES ELECTRICALS PVT LTD | 6 Module Plate (M) | No. | 1 | No. | 138.53 | 0 | 05 Nov 2018
04 ELECTRICAL WORK | A.D. ASSOCIATES ELECTRICALS PVT LTD | 6 Module Plate (M) | No. | 1 | No. | 137 | 0 | 26 Aug 2019
04 ELECTRICAL WORK | A.D. ASSOCIATES ELECTRICALS PVT LTD | 6 Module Plate (M) | No. | 1 | No. | 165.67 | 0 | 28 Aug 2019
04 ELECTRICAL WORK | A.D. ASSOCIATES ELECTRICALS PVT LTD | 6 Module Plate (M) | No. | 1 | No. | 176 | 0 | 24 Oct 2020
04 ELECTRICAL WORK | A.D. ASSOCIATES ELECTRICALS PVT LTD | 6 Module Plate (M) | No. | 1 | No. | 186 | 0 | 27 Apr 2021
04 ELECTRICAL WORK | A.D. ASSOCIATES ELECTRICALS PVT LTD | 6 Module Plate (M) | No. | 1 | No. | 241 | 0 | 01 Feb 2024
04 ELECTRICAL WORK | A.D. ASSOCIATES ELECTRICALS PVT LTD | 6 Sq.mm Lead Cable (L) | Mtrs | 1 | Mtrs | 20 | 0 | 13 Feb 2024
04 ELECTRICAL WORK | A.D. ASSOCIATES ELECTRICALS PVT LTD | 6 Sq.mm Lead Cable (M) | Mtrs | 1 | Mtrs | 64.7 | 0 | 01 Feb 2024
04 ELECTRICAL WORK | A.D. ASSOCIATES ELECTRICALS PVT LTD | 6 Sq.mm Lead Cable (M) | Mtrs | 1 | Mtrs | 63.41 | 0 | 14 Feb 2024
04 ELECTRICAL WORK | A.D. ASSOCIATES ELECTRICALS PVT LTD | 6 Sq.mm Lead Cable Termination (L) | No. | 1 | No. | 20 | 0 | 13 Feb 2024
04 ELECTRICAL WORK | A.D. ASSOCIATES ELECTRICALS PVT LTD | 6 Sq.mm Lead Cable Termination (M) | No. | 1 | No. | 24.63 | 0 | 01 Feb 2024
04 ELECTRICAL WORK | ADITI POWER CARE AND ENTERPRISES | 6 Sqmm 4 Core Cu Arm Cable End termination | No. | 1 | No. | 100 | 0 | 27 Jun 2024
04 ELECTRICAL WORK | P.L. VISHWAKARMA ELECTRICALS (FIRM) | 6 Sqmm 4 Core Cu Arm Cable End termination | No. | 1 | No. | 140 | 0 | 14 Jan 2021
04 ELECTRICAL WORK | P.L. VISHWAKARMA ELECTRICALS (FIRM) | 6 Sqmm 4 core Cu.Arm cable | Mtrs | 1 | Mtrs | 48 | 0 | 14 Jan 2021
04 ELECTRICAL WORK | P.L. VISHWAKARMA ELECTRICALS (FIRM) | 6 sqmm 4C Copper Flex. Cable Laying (L) | Mtrs | 1 | Mtrs | 25 | 0 | 26 May 2020
04 ELECTRICAL WORK | A.D. ASSOCIATES ELECTRICALS PVT LTD | 6 sqmm Cu Wire (M) | Mtrs | 1 | Mtrs | 38 | 0 | 26 Aug 2019
04 ELECTRICAL WORK | A.D. ASSOCIATES ELECTRICALS PVT LTD | 6 sqmm Cu Wire (M) | Mtrs | 1 | Mtrs | 38.35 | 0 | 28 Aug 2019
04 ELECTRICAL WORK | A.D. ASSOCIATES ELECTRICALS PVT LTD | 6 sqmm Cu Wire (M) | Mtrs | 1 | Mtrs | 55 | 0 | 27 Apr 2021
04 ELECTRICAL WORK | A.D. ASSOCIATES ELECTRICALS PVT LTD | 6 way ETPN (L) | No. | 1 | No. | 2000 | 0 | 09 Dec 2020
04 ELECTRICAL WORK | A.D. ASSOCIATES ELECTRICALS PVT LTD | 6 way ETPN (M) | No. | 1 | No. | 2532 | 0 | 09 Dec 2020
04 ELECTRICAL WORK | LAXMI ELECTRICALS ENTERPRISES | 6 way Feeder Piller (L) | No. | 1 | No. | 3600 | 0 | 30 Mar 2023
04 ELECTRICAL WORK | LAXMI ELECTRICALS ENTERPRISES | 6 way Feeder Piller (L) | No. | 1 | No. | 3300 | 0 | 03 Jul 2023
04 ELECTRICAL WORK | A.D. ASSOCIATES ELECTRICALS PVT LTD | 6 Way SPN DB | No. | 1 | No. | 600 | 0 | 03 Feb 2018
04 ELECTRICAL WORK | ARSENCON ENGINEERS PRIVATE LIMITED | 6 Way SPN DB (L) | No. | 1 | No. | 750 | 0 | 31 Mar 2021
04 ELECTRICAL WORK | A.D. ASSOCIATES ELECTRICALS PVT LTD | 6 Way SPN DB (L) | No. | 1 | No. | 750 | 0 | 23 Oct 2020
04 ELECTRICAL WORK | VAISHALI ELECTRICAL | 6 Way SPN DB (L) | No. | 1 | No. | 1500 | 0 | 27 Dec 2022
04 ELECTRICAL WORK | A.D. ASSOCIATES ELECTRICALS PVT LTD | 6 Way SPN DB (M) | No. | 1 | No. | 984 | 0 | 23 Oct 2020
04 ELECTRICAL WORK | A.D. ASSOCIATES ELECTRICALS PVT LTD | 6/16 Amp Multi pin Socket (M) | No. | 1 | No. | 164.5 | 0 | 05 Nov 2018
04 ELECTRICAL WORK | A.D. ASSOCIATES ELECTRICALS PVT LTD | 6/16 Amp Multi pin Socket (M) | No. | 1 | No. | 162 | 0 | 26 Aug 2019
04 ELECTRICAL WORK | A.D. ASSOCIATES ELECTRICALS PVT LTD | 6/16 Amp Multi pin Socket (M) | No. | 1 | No. | 178 | 0 | 26 Aug 2019
04 ELECTRICAL WORK | A.D. ASSOCIATES ELECTRICALS PVT LTD | 6/16 Amp Multi pin Socket (M) | No. | 1 | No. | 188.14 | 0 | 28 Aug 2019
04 ELECTRICAL WORK | A.D. ASSOCIATES ELECTRICALS PVT LTD | 6/16 Amp Multi pin Socket (M) | No. | 1 | No. | 196 | 0 | 24 Oct 2020
04 ELECTRICAL WORK | A.D. ASSOCIATES ELECTRICALS PVT LTD | 6/16 Amp Multi pin Socket (M) | No. | 1 | No. | 229 | 0 | 09 Sep 2023
04 ELECTRICAL WORK | A.D. ASSOCIATES ELECTRICALS PVT LTD | 6/16 Amp Multi pin Socket (M) | No. | 1 | No. | 224 | 0 | 01 Feb 2024
04 ELECTRICAL WORK | A.D. ASSOCIATES ELECTRICALS PVT LTD | 6/16 Amp.Multi Pin Socket (M) | No. | 1 | No. | 229 | 0 | 11 Sep 2023
04 ELECTRICAL WORK | RAJ ELECTRICAL SERVICES | 63 Amp 4 pole MCB Fixing | No. | 1 | No. | 800 | 0 | 21 Sep 2018
04 ELECTRICAL WORK | A.D. ASSOCIATES ELECTRICALS PVT LTD | 63 Amp DPX MCCB 16 KA (L) | No. | 1 | No. | 1500 | 0 | 28 Apr 2021
04 ELECTRICAL WORK | A.D. ASSOCIATES ELECTRICALS PVT LTD | 63 Amp DPX MCCB 16 KA (L) | No. | 1 | No. | 500 | 0 | 23 Sep 2021
04 ELECTRICAL WORK | A.D. ASSOCIATES ELECTRICALS PVT LTD | 63 Amp DPX MCCB 16 KA (M) | No. | 1 | No. | 4473 | 0 | 27 Apr 2021
04 ELECTRICAL WORK | A.D. ASSOCIATES ELECTRICALS PVT LTD | 63 Amp DPX MCCB 16 KA (M) | No. | 1 | No. | 1812 | 0 | 23 Sep 2021
04 ELECTRICAL WORK | A.D. ASSOCIATES ELECTRICALS PVT LTD | 63 Amp DPX MCCB 16KA MCCB Enclosure (L) | No. | 1 | No. | 500 | 0 | 25 Sep 2021
04 ELECTRICAL WORK | A.D. ASSOCIATES ELECTRICALS PVT LTD | 63 Amp DPX MCCB 16KA MCCB Enclosure (M) | No. | 1 | No. | 1812 | 0 | 25 Sep 2021
04 ELECTRICAL WORK | A.D. ASSOCIATES ELECTRICALS PVT LTD | 63A 4P MCB (L) | No. | 1 | No. | 300 | 0 | 27 Aug 2019
04 ELECTRICAL WORK | A.D. ASSOCIATES ELECTRICALS PVT LTD | 63A 4P MCB (M) | No. | 1 | No. | 1812.33 | 0 | 26 Aug 2019
04 ELECTRICAL WORK | A.D. ASSOCIATES ELECTRICALS PVT LTD | 63A FP MCB (M) | No. | 1 | No. | 1651 | 0 | 01 Feb 2024
04 ELECTRICAL WORK | A.D. ASSOCIATES ELECTRICALS PVT LTD | 63A FP MCB (M) | No. | 1 | No. | 1315.2 | 0 | 26 Aug 2019
04 ELECTRICAL WORK | A.D. ASSOCIATES ELECTRICALS PVT LTD | 63A FP MCB (M) | No. | 1 | No. | 427 | 0 | 01 Feb 2024
04 ELECTRICAL WORK | A.D. ASSOCIATES ELECTRICALS PVT LTD | 63A FP RCCB 10KA | No. | 1 | No. | 3265 | 0 | 27 Oct 2020
04 ELECTRICAL WORK | A.D. ASSOCIATES ELECTRICALS PVT LTD | 63A FP RCCB 10KA | No. | 1 | No. | 300 | 0 | 22 Sep 2017
04 ELECTRICAL WORK | A.D. ASSOCIATES ELECTRICALS PVT LTD | 63A,100mA 4P ELCB in metal boards enclosure.(L) | No. | 1 | No. | 500 | 0 | 09 Sep 2023
04 ELECTRICAL WORK | A.D. ASSOCIATES ELECTRICALS PVT LTD | 63A,100mA 4P ELCB in metal boards enclosure.(M) | No. | 1 | No. | 2778 | 0 | 09 Sep 2023
04 ELECTRICAL WORK | A.D. ASSOCIATES ELECTRICALS PVT LTD | 6A Socket Switch | No. | 1 | No. | 250 | 0 | 28 Apr 2021
04 ELECTRICAL WORK | A.D. ASSOCIATES ELECTRICALS PVT LTD | 6A Socket Switch | No. | 1 | No. | 300 | 0 | 28 Apr 2021
04 ELECTRICAL WORK | A.D. ASSOCIATES ELECTRICALS PVT LTD | 6A to 20A SP MCB (M) | No. | 1 | No. | 137.94 | 0 | 26 Aug 2019
04 ELECTRICAL WORK | NEPTUNE ENGINEERS | 6C 1.5sqmm Cable (L) | Mtrs | 1 | Mtrs | 25 | 0 | 13 Feb 2021
04 ELECTRICAL WORK | GLOTECH FIRE ENGINEERS | 6C 1.5sqmm Cable (L) | Mtrs | 1 | Mtrs | 27 | 0 | 08 May 2020
04 ELECTRICAL WORK | GLOTECH FIRE ENGINEERS | 6C 1.5sqmm Cable (M) | Mtrs | 1 | Mtrs | 108 | 0 | 08 May 2020
04 ELECTRICAL WORK | NEPTUNE ENGINEERS | 6C 1.5sqmm Cable (M) | Mtrs | 1 | Mtrs | 126.23 | 0 | 13 Feb 2021
04 ELECTRICAL WORK | HARISH CHANDRA JADHAV ELECTRICALS | 6M Base Plate | No. | 1 | No. | 110 | 0 | 11 Dec 2021
04 ELECTRICAL WORK | HARISH CHANDRA JADHAV ELECTRICALS | 6M Base Plate | No. | 1 | No. | 115 | 0 | 02 Feb 2024
04 ELECTRICAL WORK | A.D. ASSOCIATES ELECTRICALS PVT LTD | 70 Sq.mm Lead Cable Termination (L) | No. | 1 | No. | 60 | 0 | 13 Feb 2024
04 ELECTRICAL WORK | A.D. ASSOCIATES ELECTRICALS PVT LTD | 70 Sq.mm Lead Cable Termination (M) | No. | 1 | No. | 392.46 | 0 | 01 Feb 2024
04 ELECTRICAL WORK | A.D. ASSOCIATES ELECTRICALS PVT LTD | 70 Sq.mm Single Copper Flexible Termination Cable (L) | No. | 1 | No. | 85 | 0 | 09 Sep 2023
04 ELECTRICAL WORK | A.D. ASSOCIATES ELECTRICALS PVT LTD | 70 Sq.mm Single Copper Flexible Termination Cable (M) | No. | 1 | No. | 64 | 0 | 09 Sep 2023
04 ELECTRICAL WORK | P.L. VISHWAKARMA ELECTRICALS (FIRM) | 70 Sqmm 3.5 core Alu.Arm cable | Mtrs | 1 | Mtrs | 100 | 0 | 14 Jan 2021
04 ELECTRICAL WORK | A.D. ASSOCIATES ELECTRICALS PVT LTD | 70 sqmm Single Core Wire (L) | Mtrs | 1 | Mtrs | 30 | 0 | 28 Aug 2019
04 ELECTRICAL WORK | A.D. ASSOCIATES ELECTRICALS PVT LTD | 70 sqmm Single Core Wire (M) | Mtrs | 1 | Mtrs | 579.59 | 0 | 28 Aug 2019
04 ELECTRICAL WORK | RAJ ELECTRICAL SERVICES | 75mm x75mm PVC Channel Patti | R.Ft | 1 | R.Ft | 25 | 0 | 13 Mar 2019
04 ELECTRICAL WORK | A.D. ASSOCIATES ELECTRICALS PVT LTD | 8 Module Box (M) | No. | 1 | No. | 134.55 | 0 | 05 Nov 2018
04 ELECTRICAL WORK | A.D. ASSOCIATES ELECTRICALS PVT LTD | 8 Module Box (M) | No. | 1 | No. | 126 | 0 | 26 Aug 2019
04 ELECTRICAL WORK | A.D. ASSOCIATES ELECTRICALS PVT LTD | 8 Module Box (M) | No. | 1 | No. | 150.06 | 0 | 28 Aug 2019
04 ELECTRICAL WORK | A.D. ASSOCIATES ELECTRICALS PVT LTD | 8 Module Box (M) | No. | 1 | No. | 150 | 0 | 27 Oct 2020
04 ELECTRICAL WORK | A.D. ASSOCIATES ELECTRICALS PVT LTD | 8 Module Box (M) | No. | 1 | No. | 171 | 0 | 27 Apr 2021
04 ELECTRICAL WORK | A.D. ASSOCIATES ELECTRICALS PVT LTD | 8 Module Box (M) | No. | 1 | No. | 190 | 0 | 01 Feb 2024
04 ELECTRICAL WORK | A.D. ASSOCIATES ELECTRICALS PVT LTD | 8 Module Box (M) | No. | 1 | No. | 193.73 | 0 | 03 May 2024
04 ELECTRICAL WORK | A.D. ASSOCIATES ELECTRICALS PVT LTD | 8 Module Plate (M) | No. | 1 | No. | 154.98 | 0 | 05 Nov 2018
04 ELECTRICAL WORK | A.D. ASSOCIATES ELECTRICALS PVT LTD | 8 Module Plate (M) | No. | 1 | No. | 152 | 0 | 26 Aug 2019
04 ELECTRICAL WORK | A.D. ASSOCIATES ELECTRICALS PVT LTD | 8 Module Plate (M) | No. | 1 | No. | 185.33 | 0 | 28 Aug 2019
04 ELECTRICAL WORK | A.D. ASSOCIATES ELECTRICALS PVT LTD | 8 Module Plate (M) | No. | 1 | No. | 197 | 0 | 24 Oct 2020
04 ELECTRICAL WORK | A.D. ASSOCIATES ELECTRICALS PVT LTD | 8 Module Plate (M) | No. | 1 | No. | 258 | 0 | 01 Feb 2024
04 ELECTRICAL WORK | A.D. ASSOCIATES ELECTRICALS PVT LTD | 8 Module Plate (M) | No. | 1 | No. | 238.96 | 0 | 03 May 2024
04 ELECTRICAL WORK | A.D. ASSOCIATES ELECTRICALS PVT LTD | 8 Module Plate (M) | No. | 1 | No. | 207 | 0 | 27 Apr 2021
04 ELECTRICAL WORK | A.D. ASSOCIATES ELECTRICALS PVT LTD | 8 SWG Copper Wire (L) | Mtrs | 1 | Mtrs | 15 | 0 | 27 Aug 2019
04 ELECTRICAL WORK | A.D. ASSOCIATES ELECTRICALS PVT LTD | 8 SWG Copper Wire (L) | Mtrs | 1 | Mtrs | 10 | 0 | 30 Jul 2020
04 ELECTRICAL WORK | A.D. ASSOCIATES ELECTRICALS PVT LTD | 8 SWG Copper Wire (L) | Mtrs | 1 | Mtrs | 8 | 0 | 24 Oct 2020
04 ELECTRICAL WORK | ARSENCON ENGINEERS PRIVATE LIMITED | 8 SWG Copper Wire (L) | Mtrs | 1 | Mtrs | 8 | 0 | 30 Jan 2024
04 ELECTRICAL WORK | A.D. ASSOCIATES ELECTRICALS PVT LTD | 8 SWG Copper Wire (M) | Mtrs | 1 | Mtrs | 80 | 0 | 10 Dec 2020
04 ELECTRICAL WORK | A.D. ASSOCIATES ELECTRICALS PVT LTD | 8 SWG Copper Wire (M) | Mtrs | 1 | Mtrs | 105.6 | 0 | 06 Aug 2021
04 ELECTRICAL WORK | A.D. ASSOCIATES ELECTRICALS PVT LTD | 8 SWG Copper Wire (M) | Mtrs | 1 | Mtrs | 77.22 | 0 | 26 Aug 2019
04 ELECTRICAL WORK | A.D. ASSOCIATES ELECTRICALS PVT LTD | 8 SWG Copper Wire (M) | Mtrs | 1 | Mtrs | 70 | 0 | 24 Oct 2020
04 ELECTRICAL WORK | A.D. ASSOCIATES ELECTRICALS PVT LTD | 8 SWG Copper Wire (M) | Mtrs | 1 | Mtrs | 66 | 0 | 27 Oct 2020
04 ELECTRICAL WORK | A.D. ASSOCIATES ELECTRICALS PVT LTD | 8 SWG GI Earthing Wire (M) | Mtrs | 1 | Mtrs | 14 | 0 | 27 Apr 2021
04 ELECTRICAL WORK | A.D. ASSOCIATES ELECTRICALS PVT LTD | 8 SWG GI Wire (L) | No. | 1 | No. | 10 | 0 | 28 Oct 2020
04 ELECTRICAL WORK | A.D. ASSOCIATES ELECTRICALS PVT LTD | 8 SWG GI Wire (M) | No. | 1 | No. | 9 | 0 | 28 Oct 2020
04 ELECTRICAL WORK | A.D. ASSOCIATES ELECTRICALS PVT LTD | 8 SWG GI Wire (M) | No. | 1 | No. | 26 | 0 | 11 Sep 2023
04 ELECTRICAL WORK | A.D. ASSOCIATES ELECTRICALS PVT LTD | 8 way ETPN DB (L) | No. | 1 | No. | 1700 | 0 | 27 Aug 2019
04 ELECTRICAL WORK | A.D. ASSOCIATES ELECTRICALS PVT LTD | 8 way ETPN DB (L) | No. | 1 | No. | 1800 | 0 | 27 Apr 2021
04 ELECTRICAL WORK | A.D. ASSOCIATES ELECTRICALS PVT LTD | 8 way ETPN DB (L) | No. | 1 | No. | 1150 | 0 | 27 Apr 2021
04 ELECTRICAL WORK | A.D. ASSOCIATES ELECTRICALS PVT LTD | 8 way ETPN DB (M) | No. | 1 | No. | 2955 | 0 | 26 Aug 2019
04 ELECTRICAL WORK | A.D. ASSOCIATES ELECTRICALS PVT LTD | 8 way ETPN DB (M) | No. | 1 | No. | 2782 | 0 | 28 Aug 2019
04 ELECTRICAL WORK | A.D. ASSOCIATES ELECTRICALS PVT LTD | 8 way ETPN DB (M) | No. | 1 | No. | 2803 | 0 | 27 Apr 2021
04 ELECTRICAL WORK | A.D. ASSOCIATES ELECTRICALS PVT LTD | 8 way ETPN DB (M) | No. | 1 | No. | 948 | 0 | 27 Apr 2021
04 ELECTRICAL WORK | A.D. ASSOCIATES ELECTRICALS PVT LTD | 8 way ETPN DB (M) | No. | 1 | No. | 3682 | 0 | 09 Sep 2023
04 ELECTRICAL WORK | VAISHALI ELECTRICAL | 8 Way SPN DB (L) | No. | 1 | No. | 750 | 0 | 05 Sep 2022
04 ELECTRICAL WORK | A.D. ASSOCIATES ELECTRICALS PVT LTD | 8 Way SPN DB (M) | No. | 1 | No. | 1081.64 | 0 | 26 Aug 2019
04 ELECTRICAL WORK | A.D. ASSOCIATES ELECTRICALS PVT LTD | 8 Way SPN DB (M) | No. | 1 | No. | 1353.46 | 0 | 01 Feb 2024
04 ELECTRICAL WORK | VAISHALI ELECTRICAL | 8 Way TPN DB | No. | 1 | No. | 4000 | 0 | 29 Aug 2022
04 ELECTRICAL WORK | LAXMI ELECTRICALS | 8 Way TPN DB | No. | 1 | No. | 1500 | 0 | 24 Oct 2023
04 ELECTRICAL WORK | A.D. ASSOCIATES ELECTRICALS PVT LTD | 8 Way VTPN DB (L) | No. | 1 | No. | 2000 | 0 | 23 Sep 2021
04 ELECTRICAL WORK | A.D. ASSOCIATES ELECTRICALS PVT LTD | 8 way VTPN DB (M) | No. | 1 | No. | 5331 | 0 | 23 Sep 2021
04 ELECTRICAL WORK | KANAD ELECTRICAL SERVICES | 800A DN4 1250N FP Mtx 1 (M) | No. | 1 | No. | 92886.08 | 0 | 10 Aug 2023
04 ELECTRICAL WORK | KANAD ELECTRICAL SERVICES | 800A DN4 1250N FP Mtx 1 (M) | No. | 1 | No. | 10324.16 | 0 | 10 Aug 2023
04 ELECTRICAL WORK | KANAD ELECTRICAL SERVICES | 800A DN4 1250N FP Mtx 1 (M) | No. | 1 | No. | 166078.24 | 0 | 10 Aug 2023
04 ELECTRICAL WORK | HARISH CHANDRA JADHAV ELECTRICALS | 8M Base Plate | No. | 1 | No. | 122 | 0 | 11 Dec 2021
04 ELECTRICAL WORK | HARISH CHANDRA JADHAV ELECTRICALS | 8M Base Plate | No. | 1 | No. | 135 | 0 | 02 Feb 2024
04 ELECTRICAL WORK | VAHAS TECHNO SOLUTIONS | 8mm Al solid round conductor (L) | Mtrs | 1 | Mtrs | 121 | 0 | 09 Dec 2023
04 ELECTRICAL WORK | VAHAS TECHNO SOLUTIONS | 8mm Al solid round conductor (M) | Mtrs | 1 | Mtrs | 210.5 | 0 | 09 Dec 2023
04 ELECTRICAL WORK | A.D. ASSOCIATES ELECTRICALS PVT LTD | 8SWG GI Earthing Wire (L) | Mtrs | 1 | Mtrs | 10 | 0 | 27 Apr 2021
04 ELECTRICAL WORK | A.D. ASSOCIATES ELECTRICALS PVT LTD | 95 Sq.mm Single Copper Flexible Cable (L) | Mtrs | 1 | Mtrs | 60 | 0 | 09 Sep 2023
04 ELECTRICAL WORK | A.D. ASSOCIATES ELECTRICALS PVT LTD | 95 Sq.mm Single Copper Flexible Cable (M) | Mtrs | 1 | Mtrs | 1031 | 0 | 09 Sep 2023
04 ELECTRICAL WORK | A.D. ASSOCIATES ELECTRICALS PVT LTD | 95 Sq.mm Single Copper Flexible Termination Cable (L) | No. | 1 | No. | 100 | 0 | 09 Sep 2023
04 ELECTRICAL WORK | A.D. ASSOCIATES ELECTRICALS PVT LTD | 95 Sq.mm Single Copper Flexible Termination Cable (M) | No. | 1 | No. | 101 | 0 | 09 Sep 2023
04 ELECTRICAL WORK | LAXMI ELECTRICALS ENTERPRISES | 95 sqmm Indoor Jointing Kit (M+L) | No. | 1 | No. | 7560 | 0 | 30 Mar 2023
04 ELECTRICAL WORK | LAXMI ELECTRICALS ENTERPRISES | 95 sqmm Indoor Jointing Kit (M+L) | No. | 1 | No. | 6930 | 0 | 03 Jul 2023
04 ELECTRICAL WORK | LAXMI ELECTRICALS ENTERPRISES | 95 sqmm Stepthrough Jointing Kit (L) - No. | No. | 1 | No. | 3000 | 0 | 30 Mar 2023
04 ELECTRICAL WORK | LAXMI ELECTRICALS ENTERPRISES | 95 sqmm Straight through Jointing Kit (L) | No. | 1 | No. | 3000 | 0 | 01 Apr 2023
04 ELECTRICAL WORK | LAXMI ELECTRICALS ENTERPRISES | 95 sqmm Straight through Jointing Kit (L) | No. | 1 | No. | 2750 | 0 | 03 Jul 2023
04 ELECTRICAL WORK | LAXMI ELECTRICALS ENTERPRISES | 95 sqmm Touchproof Jointing Kit (L) | No. | 1 | No. | 3000 | 0 | 30 Mar 2023
04 ELECTRICAL WORK | LAXMI ELECTRICALS ENTERPRISES | 95 sqmm Touchproof Jointing Kit (L) | No. | 1 | No. | 2750 | 0 | 03 Jul 2023
04 ELECTRICAL WORK | SHIV ELECTRICAL ENGINEERS AND CONTRACTORS | 9W Ingorund WW Lights | No. | 1 | No. | 9775 | 0 | 26 Feb 2024
04 ELECTRICAL WORK | NEPTUNE ENGINEERS | A.C. Installation (L)-ARW | No. | 1 | No. | 300 | 0 | 18 Mar 2021
04 ELECTRICAL WORK | NEPTUNE ENGINEERS | A.C. Installation (L)-ARW | No. | 1 | No. | 1500 | 0 | 18 Mar 2021
04 ELECTRICAL WORK | NEPTUNE ENGINEERS | A.C. Installation (M)-ARW | No. | 1 | No. | 1200 | 0 | 18 Mar 2021
04 ELECTRICAL WORK | MAX AIRCON | A.C. Installation work-BC | No. | 1 | No. | 5000 | 0 | 02 Nov 2019
04 ELECTRICAL WORK | AMFEW AND CO | A.C. Repair & maintenance.-SO | No. | 1 | No. | 82325 | 0 | 04 Mar 2021
04 ELECTRICAL WORK | RAMKRISHNA ELECTRCAL | AB Switch 11 KV (L) | No. | 1 | No. | 4000 | 0 | 15 Nov 2022
04 ELECTRICAL WORK | RAMKRISHNA ELECTRCAL | AB Switch 11 KV (M) | No. | 1 | No. | 12500 | 0 | 15 Nov 2022
04 ELECTRICAL WORK | LAXMI ELECTRICALS | AC Point - Mkt | No. | 1 | No. | 350 | 0 | 24 Oct 2023
04 ELECTRICAL WORK | DS ELECTRICALS | AC Point BC | No. | 1 | No. | 220 | 0 | 16 May 2020
04 ELECTRICAL WORK | A.D. ASSOCIATES ELECTRICALS PVT LTD | AC Points Controlled by Switch | No. | 1 | No. | 600 | 0 | 27 Apr 2021
04 ELECTRICAL WORK | A.D. ASSOCIATES ELECTRICALS PVT LTD | AC Points Controlled by Switch | No. | 1 | No. | 300 | 0 | 13 Feb 2024
04 ELECTRICAL WORK | AUTOHOMES | Access Point Configuration | No. | 1 | No. | 1250 | 0 | 03 Oct 2018
04 ELECTRICAL WORK | NEPTUNE ENGINEERS | Acostic Insulation (L) | Sq.m. | 1 | Sq.m. | 180 | 0 | 11 Nov 2020
04 ELECTRICAL WORK | NEPTUNE ENGINEERS | Acostic Insulation (M) | Sq.m. | 1 | Sq.m. | 720 | 0 | 11 Nov 2020
04 ELECTRICAL WORK | KANAD ELECTRICAL SERVICES | Adaptor Box (M) | No. | 1 | No. | 7686.45 | 0 | 10 Aug 2023
04 ELECTRICAL WORK | HARISH CHANDRA JADHAV ELECTRICALS | After Completion Conduiting in Electrical Duct | No. | 1 | No. | 1125 | 0 | 01 Aug 2017
04 ELECTRICAL WORK | HARISH CHANDRA JADHAV ELECTRICALS | After Completion Conduiting in Electrical Duct | No. | 1 | No. | 1250 | 0 | 01 Aug 2017
04 ELECTRICAL WORK | P.L. VISHWAKARMA ELECTRICALS | After Completion Conduiting in Electrical Duct | No. | 1 | No. | 4250 | 0 | 12 Apr 2023
04 ELECTRICAL WORK | P.L. VISHWAKARMA ELECTRICALS (FIRM) | After Completion Conduiting in Electrical Duct | No. | 1 | No. | 1125 | 0 | 02 Aug 2017
04 ELECTRICAL WORK | P.L. VISHWAKARMA ELECTRICALS (FIRM) | After Completion Conduiting in Electrical Duct | No. | 1 | No. | 1250 | 0 | 02 Aug 2017
04 ELECTRICAL WORK | P.L. VISHWAKARMA ELECTRICALS (FIRM) | After Completion Conduiting in Electrical Duct | No. | 1 | No. | 1375 | 0 | 02 Aug 2017
04 ELECTRICAL WORK | DS ELECTRICALS | After Completion Conduiting in Electrical Duct | No. | 1 | No. | 1125 | 0 | 07 Jan 2019
04 ELECTRICAL WORK | DS ELECTRICALS | After Meter Work Completed | No. | 1 | No. | 225 | 0 | 07 Jan 2019
04 ELECTRICAL WORK | P.L. VISHWAKARMA ELECTRICALS (FIRM) | After Meter Work Completed | No. | 1 | No. | 225 | 0 | 02 Aug 2017
04 ELECTRICAL WORK | P.L. VISHWAKARMA ELECTRICALS (FIRM) | After Meter Work Completed | No. | 1 | No. | 250 | 0 | 02 Aug 2017
04 ELECTRICAL WORK | P.L. VISHWAKARMA ELECTRICALS (FIRM) | After Meter Work Completed | No. | 1 | No. | 275 | 0 | 02 Aug 2017
04 ELECTRICAL WORK | P.L. VISHWAKARMA ELECTRICALS | After Meter Work Completed | No. | 1 | No. | 850 | 0 | 12 Apr 2023
04 ELECTRICAL WORK | HARISH CHANDRA JADHAV ELECTRICALS | After Meter Work Completed | No. | 1 | No. | 225 | 0 | 01 Aug 2017
04 ELECTRICAL WORK | HARISH CHANDRA JADHAV ELECTRICALS | After Meter Work Completed | No. | 1 | No. | 250 | 0 | 01 Aug 2017
04 ELECTRICAL WORK | HARISH CHANDRA JADHAV ELECTRICALS | After Testing | No. | 1 | No. | 225 | 0 | 01 Aug 2017
04 ELECTRICAL WORK | HARISH CHANDRA JADHAV ELECTRICALS | After Testing | No. | 1 | No. | 250 | 0 | 01 Aug 2017
04 ELECTRICAL WORK | P.L. VISHWAKARMA ELECTRICALS | After Testing | No. | 1 | No. | 850 | 0 | 12 Apr 2023
04 ELECTRICAL WORK | P.L. VISHWAKARMA ELECTRICALS (FIRM) | After Testing | No. | 1 | No. | 250 | 0 | 02 Aug 2017
04 ELECTRICAL WORK | P.L. VISHWAKARMA ELECTRICALS (FIRM) | After Testing | No. | 1 | No. | 275 | 0 | 02 Aug 2017
04 ELECTRICAL WORK | P.L. VISHWAKARMA ELECTRICALS (FIRM) | After Testing | No. | 1 | No. | 225 | 0 | 02 Aug 2017
04 ELECTRICAL WORK | DS ELECTRICALS | After Testing | No. | 1 | No. | 225 | 0 | 07 Jan 2019
04 ELECTRICAL WORK | ADITI POWER CARE AND ENTERPRISES | Al. Arm. cable 150Sqmm 3.5 C (L) | Mtrs | 1 | Mtrs | 71.5 | 0 | 28 May 2024
04 ELECTRICAL WORK | ADITI POWER CARE AND ENTERPRISES | Al. Arm. Cable 300Sqmm 3.5C (L)- LC | Mtrs | 1 | Mtrs | 99 | 0 | 02 Apr 2024
04 ELECTRICAL WORK | RAMKRISHNA ELECTRCAL | Al. Arm. Cable 300Sqmm 3.5C (L)- LC | Mtrs | 1 | Mtrs | 200 | 0 | 15 Nov 2022
04 ELECTRICAL WORK | RAMKRISHNA ELECTRCAL | Al. Arm. Cable 300Sqmm 3.5C (M)- LC | Mtrs | 1 | Mtrs | 1200 | 0 | 15 Nov 2022
04 ELECTRICAL WORK | ADITI POWER CARE AND ENTERPRISES | Al. Arm. Cable laying 3 C 4sqmm | Mtrs | 1 | Mtrs | 25 | 0 | 27 Jun 2024
04 ELECTRICAL WORK | ADITI POWER CARE AND ENTERPRISES | Al. Arm. Cable laying 3.5C 120sqmm-UTI | Mtrs | 1 | Mtrs | 71.5 | 0 | 02 Apr 2024
04 ELECTRICAL WORK | LAXMI ELECTRICALS (Prop.Mayur Raskar) | Al. Arm. Cable laying 3.5C 150sqmm-UTI | Mtrs | 1 | Mtrs | 71.5 | 0 | 09 Dec 2023
04 ELECTRICAL WORK | ADITI POWER CARE AND ENTERPRISES | Al. Arm. Cable laying 3.5C 240sqmm-UTI | Mtrs | 1 | Mtrs | 99 | 0 | 28 May 2024
04 ELECTRICAL WORK | ARSENCON ENGINEERS PRIVATE LIMITED | Al. Arm. Cable laying 3.5C 240sqmm-UTI | Mtrs | 1 | Mtrs | 155 | 0 | 21 Oct 2022
04 ELECTRICAL WORK | LAXMI ELECTRICALS ENTERPRISES | Al. Arm. Cable laying 3.5C 300sqmm-UTI | Mtrs | 1 | Mtrs | 80 | 0 | 30 Jun 2020
04 ELECTRICAL WORK | ARSENCON ENGINEERS PRIVATE LIMITED | Al. Arm. Cable laying 3.5C 35sqmm-UTI | Mtrs | 1 | Mtrs | 35 | 0 | 04 Jul 2023
04 ELECTRICAL WORK | ADITI POWER CARE AND ENTERPRISES | Al. Arm. Cable laying 3.5C 50sqmm-UTI | Mtrs | 1 | Mtrs | 55 | 0 | 02 Apr 2024
04 ELECTRICAL WORK | ADITI POWER CARE AND ENTERPRISES | Al. Arm. Cable laying 3.5C 95sqmm-UTI | Mtrs | 1 | Mtrs | 60.5 | 0 | 02 Apr 2024
04 ELECTRICAL WORK | ARSENCON ENGINEERS PRIVATE LIMITED | Al. Arm. Cable laying 3.5C 95sqmm-UTI | Mtrs | 1 | Mtrs | 85 | 0 | 04 Jul 2023
04 ELECTRICAL WORK | ADITI POWER CARE AND ENTERPRISES | Al. Arm. Cable laying 4 C 10sqmm-UTI | Mtrs | 1 | Mtrs | 30 | 0 | 27 Jun 2024
04 ELECTRICAL WORK | ADITI POWER CARE AND ENTERPRISES | Al. Arm. Cable laying 4 C 10sqmm-UTI | Mtrs | 1 | Mtrs | 35.75 | 0 | 27 Jun 2024
04 ELECTRICAL WORK | ADITI POWER CARE AND ENTERPRISES | Al. Arm. Cable laying 4C 16sqmm-UTI | Mtrs | 1 | Mtrs | 35.75 | 0 | 27 Jun 2024
04 ELECTRICAL WORK | ADITI POWER CARE AND ENTERPRISES | Al. Arm. Cable laying 4C 6sqmm | Mtrs | 1 | Mtrs | 25 | 0 | 27 Jun 2024
04 ELECTRICAL WORK | A.D. ASSOCIATES ELECTRICALS PVT LTD | Alu. Armd Cable 70sqmm 3.5C | Mtrs | 1 | Mtrs | 95 | 0 | 30 Jul 2020
04 ELECTRICAL WORK | KANAD ELECTRICAL SERVICES | Aluminium Interconnecting Busbar - 500mm (M) | set | 1 | set | 14702.14 | 0 | 10 Aug 2023
04 ELECTRICAL WORK | KANAD ELECTRICAL SERVICES | Aluminium Interconnecting Busbar - 500mm (M) | set | 1 | set | 8951.25 | 0 | 10 Aug 2023
04 ELECTRICAL WORK | RAMKRISHNA ELECTRCAL | Aluminium Paint (L) | Ltrs | 1 | Ltrs | 50 | 0 | 15 Nov 2022
04 ELECTRICAL WORK | RAMKRISHNA ELECTRCAL | Aluminium Paint (M) | Ltrs | 1 | Ltrs | 200 | 0 | 15 Nov 2022
04 ELECTRICAL WORK | LAXMI ELECTRICALS | AMF Panel Fixing | No. | 1 | No. | 1700 | 0 | 29 Oct 2018
04 ELECTRICAL WORK | RELIANCE INFRASTRUCTURE LIMITED | Applction, Regn & Processing charges | No. | 1 | No. | 1525 | 0 | 15 Jun 2018
04 ELECTRICAL WORK | RELIANCE INFRASTRUCTURE LIMITED | Applction, Regn & Processing charges | No. | 1 | No. | 1675 | 0 | 15 Jun 2018
04 ELECTRICAL WORK | ADANI ELECTRICITY MUMBAI LTD A/C NO. 153575159 | Applction, Regn & Processing charges | No. | 1 | No. | 135 | 0 | 26 Oct 2023
04 ELECTRICAL WORK | ADANI ELECTRICITY MUMBAI LTD A/C NO. 153500456 | Applction, Regn & Processing charges | No. | 1 | No. | 765 | 0 | 15 Jun 2023
04 ELECTRICAL WORK | ADANI ELECTRICITY MUMBAI LTD A/C NO. 153574747 | Applction, Regn & Processing charges | No. | 1 | No. | 135 | 0 | 26 Oct 2023
04 ELECTRICAL WORK | ADANI ELECTRICITY MUMBAI LTD A/C NO. 152698079 | Applction, Regn & Processing charges | No. | 1 | No. | 100 | 0 | 22 May 2019
04 ELECTRICAL WORK | ADANI ELECTRICITY MUMBAI LTD A/C NO. 152698292 | Applction, Regn & Processing charges | No. | 1 | No. | 100 | 0 | 22 May 2019
04 ELECTRICAL WORK | ADANI ELECTRICITY MUMBAI LTD A/C NO. 152959993 | Applction, Regn & Processing charges | No. | 1 | No. | 330 | 0 | 11 Jan 2021
04 ELECTRICAL WORK | ADANI ELECTRICITY MUMBAI LTD A/C NO. 153500046 | Applction, Regn & Processing charges | No. | 1 | No. | 5380 | 0 | 15 Jun 2023
04 ELECTRICAL WORK | ADANI ELECTRICITY MUMBAI LTD A/C NO. 153500454 | Applction, Regn & Processing charges | No. | 1 | No. | 1485 | 0 | 15 Jun 2023
04 ELECTRICAL WORK | RAJ ELECTRICAL SERVICES | Audio-Video Cable | R.Ft | 1 | R.Ft | 10 | 0 | 21 Sep 2018
04 ELECTRICAL WORK | AUTOHOMES | Automation of Roof system | No. | 1 | No. | 15000 | 0 | 04 Jun 2018
04 ELECTRICAL WORK | NEPTUNE ENGINEERS | Axial Flow Fan isolator (L) | No. | 1 | No. | 200 | 0 | 02 Feb 2021
04 ELECTRICAL WORK | NEPTUNE ENGINEERS | Axial Flow Fan isolator (M) | No. | 1 | No. | 800 | 0 | 02 Feb 2021
04 ELECTRICAL WORK | HARISH CHANDRA JADHAV ELECTRICALS | Base Plate Fitting | Flat | 1 | Flat | 3750 | 0 | 11 Dec 2021
04 ELECTRICAL WORK | HARISH CHANDRA JADHAV ELECTRICALS | Base Plate Fitting | Flat | 1 | Flat | 4500 | 0 | 11 Dec 2021
04 ELECTRICAL WORK | HARISH CHANDRA JADHAV ELECTRICALS | Base Plate Fitting | Flat | 1 | Flat | 750 | 0 | 02 Feb 2024
04 ELECTRICAL WORK | HARISH CHANDRA JADHAV ELECTRICALS | Before Pouring | No. | 1 | No. | 28.81 | 0 | 11 Aug 2016
04 ELECTRICAL WORK | HARISH CHANDRA JADHAV ELECTRICALS | Before Pouring | No. | 1 | No. | 25.07 | 0 | 07 Oct 2016
04 ELECTRICAL WORK | HARISH CHANDRA JADHAV ELECTRICALS | Before Pouring | No. | 1 | No. | 23.68 | 0 | 17 Jun 2017
04 ELECTRICAL WORK | RAJ ELECTRICAL SERVICES | Bell Fixing (L) | No. | 1 | No. | 90 | 0 | 19 Feb 2019
04 ELECTRICAL WORK | LAXMI ELECTRICALS | Bell Point BC | No. | 1 | No. | 225 | 0 | 21 Mar 2023
04 ELECTRICAL WORK | DS ELECTRICALS | Bell Point BC | No. | 1 | No. | 200 | 0 | 16 May 2020
04 ELECTRICAL WORK | RAMKRISHNA ELECTRCAL | Black Bituminous Paint (L) | Ltrs | 1 | Ltrs | 50 | 0 | 15 Nov 2022
04 ELECTRICAL WORK | RAMKRISHNA ELECTRCAL | Black Bituminous Paint (M) | Ltrs | 1 | Ltrs | 150 | 0 | 15 Nov 2022
04 ELECTRICAL WORK | A.D. ASSOCIATES ELECTRICALS PVT LTD | Blank Plate (M) | No. | 1 | No. | 22 | 0 | 24 Oct 2020
04 ELECTRICAL WORK | A.D. ASSOCIATES ELECTRICALS PVT LTD | Blank Plate (M) | No. | 1 | No. | 28 | 0 | 01 Feb 2024
04 ELECTRICAL WORK | A.D. ASSOCIATES ELECTRICALS PVT LTD | Blank Plate (M) | No. | 1 | No. | 26.84 | 0 | 03 May 2024
04 ELECTRICAL WORK | RAJ ELECTRICAL SERVICES | Bollard Lights | No. | 1 | No. | 234 | 0 | 26 Apr 2018
04 ELECTRICAL WORK | RAJ ELECTRICAL SERVICES | Bollard Lights | No. | 1 | No. | 225 | 0 | 26 Apr 2018
04 ELECTRICAL WORK | P.L. VISHWAKARMA ELECTRICALS (FIRM) | Bollard Lights | No. | 1 | No. | 200 | 0 | 26 Nov 2018
04 ELECTRICAL WORK | P.L. VISHWAKARMA ELECTRICALS (FIRM) | Bulk Head Light | No. | 1 | No. | 150 | 0 | 26 Nov 2018
04 ELECTRICAL WORK | ARSENCON ENGINEERS PRIVATE LIMITED | Bus Bar Installation | No. | 1 | No. | 2500 | 0 | 21 Oct 2022
04 ELECTRICAL WORK | CHETAN ELECTRICAL | C.T. Meter Fixing Work. | No. | 1 | No. | 25000 | 0 | 15 Jun 2023
04 ELECTRICAL WORK | CHETAN ELECTRICAL | C.T. Meter Fixing Work. | No. | 1 | No. | 22000 | 0 | 20 Jul 2023
04 ELECTRICAL WORK | LAXMI ELECTRICALS ENTERPRISES | C.T.Meter Fixing - UTI | No. | 1 | No. | 2000 | 0 | 30 Jun 2020
04 ELECTRICAL WORK | UNIQUE FIRE AND SAFETY SERVICES (CONTRACTOR) | Cable 2.5 sqmm (L) | Mtrs | 1 | Mtrs | 19 | 0 | 25 Sep 2019
04 ELECTRICAL WORK | ADITYA INFRASAFETY SOLUTIONS | Cable 2.5 sqmm (L) | Mtrs | 1 | Mtrs | 19 | 0 | 16 Oct 2019
04 ELECTRICAL WORK | AGS TECHNOLOGIES INDIA PRIVATE LIMITED | Cable 2.5 sqmm (L) | Mtrs | 1 | Mtrs | 19 | 0 | 01 Aug 2019
04 ELECTRICAL WORK | AGS TECHNOLOGIES INDIA PRIVATE LIMITED (Material) | Cable 2.5 sqmm (M) | Mtrs | 1 | Mtrs | 76 | 0 | 07 Aug 2019
04 ELECTRICAL WORK | ADITYA INFRASAFETY SOLUTIONS (MATERIAL) | Cable 2.5 sqmm (M) | Mtrs | 1 | Mtrs | 76 | 0 | 16 Oct 2019
04 ELECTRICAL WORK | AGS TECHNOLOGIES INDIA PRIVATE LIMITED | Cable 2.5 sqmm (M) | Mtrs | 1 | Mtrs | 76 | 0 | 07 Aug 2019
04 ELECTRICAL WORK | UNIQUE FIRE AND SAFETY SERVICES (MATERIAL) | Cable 2.5 sqmm (M) | Mtrs | 1 | Mtrs | 76 | 0 | 25 Sep 2019
04 ELECTRICAL WORK | A.D. ASSOCIATES ELECTRICALS PVT LTD | Cable end termination 10sqmm 4C Alu. Armd | No. | 1 | No. | 150 | 0 | 30 Jul 2020
04 ELECTRICAL WORK | A.D. ASSOCIATES ELECTRICALS PVT LTD | Cable end termination 16sqmm 4C Alu. Armd | No. | 1 | No. | 150 | 0 | 30 Jul 2020
04 ELECTRICAL WORK | A.D. ASSOCIATES ELECTRICALS PVT LTD | Cable end termination 2.5sqmm 4C Alu. Armd | No. | 1 | No. | 75 | 0 | 30 Jul 2020
04 ELECTRICAL WORK | A.D. ASSOCIATES ELECTRICALS PVT LTD | Cable end termination 6sqmm 4C Alu. Armd | No. | 1 | No. | 100 | 0 | 30 Jul 2020
04 ELECTRICAL WORK | A.D. ASSOCIATES ELECTRICALS PVT LTD | Cable end termination 70sqmm 3.5C Alu. Armd | No. | 1 | No. | 300 | 0 | 30 Jul 2020
04 ELECTRICAL WORK | LAXMI ELECTRICALS ENTERPRISES | Cable Laying 22/300 | Mtrs | 1 | Mtrs | 168 | 0 | 30 Mar 2023
04 ELECTRICAL WORK | LAXMI ELECTRICALS ENTERPRISES | Cable Laying 22/300 | Mtrs | 1 | Mtrs | 154 | 0 | 03 Jul 2023
04 ELECTRICAL WORK | RAJ ELECTRICAL SERVICES | Cable Laying- 4C | R.Ft | 1 | R.Ft | 18 | 0 | 26 Apr 2018
04 ELECTRICAL WORK | P.L. VISHWAKARMA ELECTRICALS (FIRM) | Cable removing work- UTI | Mtrs | 1 | Mtrs | 25 | 0 | 22 Mar 2021
04 ELECTRICAL WORK | P.L. VISHWAKARMA ELECTRICALS (FIRM) | Cable Saddling Work | Mtrs | 1 | Mtrs | 10 | 0 | 05 Dec 2018
04 ELECTRICAL WORK | GLOTECH FIRE ENGINEERS | Cable Strip (M+L) | No. | 1 | No. | 57.5 | 0 | 20 Oct 2018
04 ELECTRICAL WORK | A.D. ASSOCIATES ELECTRICALS PVT LTD | Cable Tray - (Labour) | Mtrs | 1 | Mtrs | 80 | 0 | 02 Aug 2019
04 ELECTRICAL WORK | A.D. ASSOCIATES ELECTRICALS PVT LTD | Cable Tray - (Labour) | Mtrs | 1 | Mtrs | 60 | 0 | 02 Aug 2019
04 ELECTRICAL WORK | A.D. ASSOCIATES ELECTRICALS PVT LTD | Cable Tray - (Labour) | Mtrs | 1 | Mtrs | 120 | 0 | 24 Sep 2021
04 ELECTRICAL WORK | A.D. ASSOCIATES ELECTRICALS PVT LTD | Cable Tray - (Labour) | Mtrs | 1 | Mtrs | 95 | 0 | 24 Sep 2021
04 ELECTRICAL WORK | A.D. ASSOCIATES ELECTRICALS PVT LTD | Cable Tray - (Material) | Mtrs | 1 | Mtrs | 761 | 0 | 24 Sep 2021
04 ELECTRICAL WORK | A.D. ASSOCIATES ELECTRICALS PVT LTD | Cable Tray - (Material) | Mtrs | 1 | Mtrs | 562 | 0 | 24 Sep 2021
04 ELECTRICAL WORK | A.D. ASSOCIATES ELECTRICALS PVT LTD | Cable Tray - (Material) | Mtrs | 1 | Mtrs | 599 | 0 | 02 Aug 2019
04 ELECTRICAL WORK | A.D. ASSOCIATES ELECTRICALS PVT LTD | Cable Tray - (Material) | Mtrs | 1 | Mtrs | 342 | 0 | 02 Aug 2019
04 ELECTRICAL WORK | GLOTECH FIRE ENGINEERS | Cable Tray -150mm Fixing (L) | Mtrs | 1 | Mtrs | 75 | 0 | 20 Oct 2018
04 ELECTRICAL WORK | GLOTECH FIRE ENGINEERS | Cable Tray -450mm Fixing (L) | Mtrs | 1 | Mtrs | 85 | 0 | 20 Oct 2018
04 ELECTRICAL WORK | RAJIB PATRA | Cable Tray -450mm Fixing (L) | Mtrs | 1 | Mtrs | 100 | 0 | 24 Nov 2018
04 ELECTRICAL WORK | GLOTECH FIRE ENGINEERS | Cable Tray -75mm Fixing (L) | Mtrs | 1 | Mtrs | 60 | 0 | 20 Oct 2018
04 ELECTRICAL WORK | FIRST FIRE SERVICES | Cable Tray 50mmX50mm (m+l) | Mtrs | 1 | Mtrs | 630 | 0 | 07 Aug 2018
04 ELECTRICAL WORK | A.D. ASSOCIATES ELECTRICALS PVT LTD | Cable Tray-(M) | Mtrs | 1 | Mtrs | 599 | 0 | 16 May 2018
04 ELECTRICAL WORK | A.D. ASSOCIATES ELECTRICALS PVT LTD | Cable Tray-(M) | Mtrs | 1 | Mtrs | 342 | 0 | 16 May 2018
04 ELECTRICAL WORK | A.D. ASSOCIATES ELECTRICALS PVT LTD | Cable Tray-(M) | Mtrs | 1 | Mtrs | 599 | 0 | 02 Aug 2019
04 ELECTRICAL WORK | A.D. ASSOCIATES ELECTRICALS PVT LTD | Cable Tray-(M) | Mtrs | 1 | Mtrs | 599 | 0 | 02 Aug 2019
04 ELECTRICAL WORK | A.D. ASSOCIATES ELECTRICALS PVT LTD | Cable Tray-(M) | Mtrs | 1 | Mtrs | 342 | 0 | 02 Aug 2019
04 ELECTRICAL WORK | A.D. ASSOCIATES ELECTRICALS PVT LTD | Cable Tray-(M) | Mtrs | 1 | Mtrs | 761 | 0 | 24 Sep 2021
04 ELECTRICAL WORK | A.D. ASSOCIATES ELECTRICALS PVT LTD | Cable Tray-(M) | Mtrs | 1 | Mtrs | 562 | 0 | 24 Sep 2021
04 ELECTRICAL WORK | LAXMI ELECTRICALS | Camera Point | No. | 1 | No. | 350 | 0 | 24 Oct 2023
04 ELECTRICAL WORK | KANAD ELECTRICAL SERVICES | Canopy 1.6 mm Thick.(M) | Mtrs | 1 | Mtrs | 5580 | 0 | 10 Aug 2023
04 ELECTRICAL WORK | NEPTUNE ENGINEERS | Canvas Connection (L) | No. | 1 | No. | 400 | 0 | 11 Nov 2020
04 ELECTRICAL WORK | NEPTUNE ENGINEERS | Canvas Connection (M) | No. | 1 | No. | 1600 | 0 | 11 Nov 2020
04 ELECTRICAL WORK | NEPTUNE ENGINEERS | Capacitor Replacement -DCH | No. | 1 | No. | 280 | 0 | 19 Dec 2019
04 ELECTRICAL WORK | NEPTUNE ENGINEERS | Capacitor Replacement -DCH | No. | 1 | No. | 320 | 0 | 19 Dec 2019
04 ELECTRICAL WORK | A.D. ASSOCIATES ELECTRICALS PVT LTD | Casing Ptti 38/25 (M) | Mtrs | 1 | Mtrs | 42.82 | 0 | 01 Feb 2024
04 ELECTRICAL WORK | A.D. ASSOCIATES ELECTRICALS PVT LTD | Casing Ptti 38/25 (M) | Mtrs | 1 | Mtrs | 35.69 | 0 | 14 Feb 2024
04 ELECTRICAL WORK | INFINITY AIR SOLUTIONS | Cassette Unit 4 Way - 3.0 TR | No. | 1 | No. | 3000 | 0 | 30 Oct 2018
04 ELECTRICAL WORK | INFINITY AIR SOLUTIONS | Cassette Unit 4 Way- 2.0 TR | No. | 1 | No. | 3000 | 0 | 30 Oct 2018
04 ELECTRICAL WORK | LAXMI ELECTRICALS | Cat 6 Cable laying -Mkt | Mtrs | 1 | Mtrs | 20 | 0 | 24 Oct 2023
04 ELECTRICAL WORK | A.D. ASSOCIATES ELECTRICALS PVT LTD | Cat 6 Cable Point (Primary) | No. | 1 | No. | 300 | 0 | 30 Jul 2020
04 ELECTRICAL WORK | A.D. ASSOCIATES ELECTRICALS PVT LTD | Cat 6 Cable Point (Secondary) | No. | 1 | No. | 100 | 0 | 30 Jul 2020
04 ELECTRICAL WORK | A.D. ASSOCIATES ELECTRICALS PVT LTD | CCTV Point | No. | 1 | No. | 1000 | 0 | 29 Oct 2020
04 ELECTRICAL WORK | P.L. VISHWAKARMA ELECTRICALS (FIRM) | Ceiling Fan Fitting | No. | 1 | No. | 150 | 0 | 14 Jan 2021
04 ELECTRICAL WORK | P.L. VISHWAKARMA ELECTRICALS (FIRM) | Ceiling Fan Fitting | No. | 1 | No. | 1150 | 0 | 14 Jan 2021
04 ELECTRICAL WORK | SHIV ELECTRICAL ENGINEERS AND CONTRACTORS | Ceiling Mounted Downlight 4000K 9W | No. | 1 | No. | 6800 | 0 | 26 Feb 2024
04 ELECTRICAL WORK | A.D. ASSOCIATES ELECTRICALS PVT LTD | Ceiling Rose (M) | No. | 1 | No. | 12.23 | 0 | 01 Feb 2024
04 ELECTRICAL WORK | A.D. ASSOCIATES ELECTRICALS PVT LTD | Ceiling Rose (M) | No. | 1 | No. | 11.12 | 0 | 14 Feb 2024
04 ELECTRICAL WORK | A.D. ASSOCIATES ELECTRICALS PVT LTD | Ceiling Rose (M) | No. | 1 | No. | 11.56 | 0 | 03 May 2024
04 ELECTRICAL WORK | RAJ ELECTRICAL SERVICES | Ceiling Spot Light Removing & Fixing | No. | 1 | No. | 100 | 0 | 30 Apr 2019
04 ELECTRICAL WORK | VAISHALI ELECTRICAL | Chandelier Removing & Fixing | No. | 1 | No. | 5000 | 0 | 25 Aug 2023
04 ELECTRICAL WORK | ARSENCON ENGINEERS PRIVATE LIMITED | Chemical Bag (25 Kg)-(M) | No. | 1 | No. | 400 | 0 | 27 Apr 2023
04 ELECTRICAL WORK | A.D. ASSOCIATES ELECTRICALS PVT LTD | Chemical Earthing Electrode 80mm dia. (L) | No. | 1 | No. | 3500 | 0 | 27 Aug 2019
04 ELECTRICAL WORK | A.D. ASSOCIATES ELECTRICALS PVT LTD | Chemical Earthing Electrode 80mm dia. (M) | No. | 1 | No. | 15210 | 0 | 26 Aug 2019
04 ELECTRICAL WORK | MAX AIRCON | Commissioning & Testing | No. | 1 | No. | 2500 | 0 | 16 May 2018
04 ELECTRICAL WORK | RAMKRISHNA ELECTRCAL | Common Area Panel (M) (Rate Difference) | No. | 1 | No. | 141500 | 0 | 28 Oct 2023
04 ELECTRICAL WORK | VAISHALI ELECTRICAL | Concealed Aluminium Sheet Box type | R.Ft | 1 | R.Ft | 65 | 0 | 22 Dec 2021
04 ELECTRICAL WORK | VAISHALI ELECTRICAL | Concealed Aluminium Sheet Box type | R.Ft | 1 | R.Ft | 55 | 0 | 22 Dec 2021
04 ELECTRICAL WORK | RAMKRISHNA ELECTRCAL | Concreting work (L) | Cu.Mtrs | 1 | Cu.Mtrs | 1350 | 0 | 15 Nov 2022
04 ELECTRICAL WORK | RAMKRISHNA ELECTRCAL | Concreting work (M) | Cu.Mtrs | 1 | Cu.Mtrs | 4000 | 0 | 15 Nov 2022
04 ELECTRICAL WORK | SHIV ELECTRICAL ENGINEERS AND CONTRACTORS | Connectors | No. | 1 | No. | 510 | 0 | 26 Feb 2024
04 ELECTRICAL WORK | SHIV ELECTRICAL ENGINEERS AND CONTRACTORS | Connectors | No. | 1 | No. | 680 | 0 | 26 Feb 2024
04 ELECTRICAL WORK | SHIV ELECTRICAL ENGINEERS AND CONTRACTORS | Connectors | No. | 1 | No. | 850 | 0 | 26 Feb 2024
04 ELECTRICAL WORK | HARISH CHANDRA JADHAV ELECTRICALS | Contractor Profit-Mkt | No. | 1 | No. | 13690 | 0 | 02 Feb 2024
04 ELECTRICAL WORK | HARISH CHANDRA JADHAV ELECTRICALS | Contractor Profit-Mkt | No. | 1 | No. | 8515 | 0 | 02 Feb 2024
04 ELECTRICAL WORK | NEPTUNE ENGINEERS | Copper Arm Cable 16 Sqmm-4C (M) | Mtrs | 1 | Mtrs | 522 | 0 | 02 Dec 2020
04 ELECTRICAL WORK | A.D. ASSOCIATES ELECTRICALS PVT LTD | Copper Arm Cable 16Sqmm 4C-Dld | Mtrs | 1 | Mtrs | 75 | 0 | 30 Jul 2020
04 ELECTRICAL WORK | A.D. ASSOCIATES ELECTRICALS PVT LTD | Copper Arm Cable 2.5Sqmm 4C-Dld | Mtrs | 1 | Mtrs | 50 | 0 | 30 Jul 2020
04 ELECTRICAL WORK | P.L. VISHWAKARMA ELECTRICALS (FIRM) | Copper Arm Cable 2.5Sqmm 4C-Dld | Mtrs | 1 | Mtrs | 25 | 0 | 26 May 2020
04 ELECTRICAL WORK | A.D. ASSOCIATES ELECTRICALS PVT LTD | Copper Armd Cable 10sqmm 4C | Mtrs | 1 | Mtrs | 75 | 0 | 30 Jul 2020
04 ELECTRICAL WORK | A.D. ASSOCIATES ELECTRICALS PVT LTD | Copper Armd Cable 6qmm 4C | Mtrs | 1 | Mtrs | 60 | 0 | 30 Jul 2020
04 ELECTRICAL WORK | VAHAS TECHNO SOLUTIONS | Copper Bonded steel rod (L) | No. | 1 | No. | 3800 | 0 | 09 Dec 2023
04 ELECTRICAL WORK | VAHAS TECHNO SOLUTIONS | Copper Bonded steel rod (M) | No. | 1 | No. | 4700 | 0 | 09 Dec 2023
04 ELECTRICAL WORK | A.D. ASSOCIATES ELECTRICALS PVT LTD | Copper Flex. Cable 1.5sqmm 4C | Mtrs | 1 | Mtrs | 35 | 0 | 30 Jul 2020
04 ELECTRICAL WORK | A.D. ASSOCIATES ELECTRICALS PVT LTD | Copper Flex. Cable 10sqmm | Mtrs | 1 | Mtrs | 25 | 0 | 30 Jul 2020
04 ELECTRICAL WORK | P.L. VISHWAKARMA ELECTRICALS (FIRM) | Copper Flex. Cable 2.5Sqmm 3C-Dld | Mtrs | 1 | Mtrs | 25 | 0 | 26 May 2020
04 ELECTRICAL WORK | P.L. VISHWAKARMA ELECTRICALS (FIRM) | Copper Flex. Cable 4Sqmm 4C-Dld | Mtrs | 1 | Mtrs | 25 | 0 | 26 May 2020
04 ELECTRICAL WORK | A.D. ASSOCIATES ELECTRICALS PVT LTD | Copper Flex. Cable 6sqmm - | Mtrs | 1 | Mtrs | 25 | 0 | 30 Jul 2020
04 ELECTRICAL WORK | NEPTUNE ENGINEERS | Copper Pipe with Insulation (L) | Mtrs | 1 | Mtrs | 121.36 | 0 | 24 Feb 2021
04 ELECTRICAL WORK | NEPTUNE ENGINEERS | Copper Pipe with Insulation (L) | Mtrs | 1 | Mtrs | 139.2 | 0 | 18 Mar 2021
04 ELECTRICAL WORK | S D ENTERPRISES | Copper Pipe with Insulation (L) | Mtrs | 1 | Mtrs | 140 | 0 | 18 May 2024
04 ELECTRICAL WORK | S D ENTERPRISES | Copper Pipe with Insulation (M) | Mtrs | 1 | Mtrs | 830 | 0 | 18 May 2024
04 ELECTRICAL WORK | NEPTUNE ENGINEERS | Copper Pipe with Insulation (M) | Mtrs | 1 | Mtrs | 485.44 | 0 | 24 Feb 2021
04 ELECTRICAL WORK | NEPTUNE ENGINEERS | Copper Pipe with Insulation (M) | Mtrs | 1 | Mtrs | 556.8 | 0 | 18 Mar 2021
04 ELECTRICAL WORK | NEPTUNE ENGINEERS | Copper Pipe with Insulation (M) | Mtrs | 1 | Mtrs | 1100 | 0 | 06 Sep 2021
04 ELECTRICAL WORK | AMFEW AND CO | Copper Piping with Insulation | R.Ft | 1 | R.Ft | 175 | 0 | 30 Nov 2019
04 ELECTRICAL WORK | MADHURA AIR CONDITIONING & REFRIGERATION | Copper Piping with insulation (L) | Mtrs | 1 | Mtrs | 250 | 0 | 19 Dec 2020
04 ELECTRICAL WORK | MADHURA AIR CONDITIONING & REFRIGERATION | Copper Piping with insulation (M) | Mtrs | 1 | Mtrs | 1000 | 0 | 19 Dec 2020
04 ELECTRICAL WORK | NEPTUNE ENGINEERS | Copper Piping with insulation (M) | Mtrs | 1 | Mtrs | 900 | 0 | 06 Sep 2021
04 ELECTRICAL WORK | NEPTUNE ENGINEERS | Copper Piping with insulation (M) | Mtrs | 1 | Mtrs | 1100 | 0 | 06 Sep 2021
04 ELECTRICAL WORK | A.D. ASSOCIATES ELECTRICALS PVT LTD | Coupling (M) | No. | 1 | No. | 3.8 | 0 | 28 Aug 2019
04 ELECTRICAL WORK | A.D. ASSOCIATES ELECTRICALS PVT LTD | Coupling (M) | No. | 1 | No. | 6 | 0 | 27 Apr 2021
04 ELECTRICAL WORK | A.D. ASSOCIATES ELECTRICALS PVT LTD | Coupling (M) | No. | 1 | No. | 4.83 | 0 | 01 Feb 2024
04 ELECTRICAL WORK | A.D. ASSOCIATES ELECTRICALS PVT LTD | Coupling (M) | No. | 1 | No. | 4.39 | 0 | 14 Feb 2024
04 ELECTRICAL WORK | A.D. ASSOCIATES ELECTRICALS PVT LTD | Coupling (M) | No. | 1 | No. | 4.56 | 0 | 03 May 2024
04 ELECTRICAL WORK | ADITI POWER CARE AND ENTERPRISES | CT Meter Panel fixing- UTI | No. | 1 | No. | 2420 | 0 | 27 May 2024
04 ELECTRICAL WORK | LAXMI ELECTRICALS ENTERPRISES | CT Meter Removing Work (L) | No. | 1 | No. | 1000 | 0 | 30 Jun 2020
04 ELECTRICAL WORK | LAXMI ELECTRICALS | CT Meter Removing Work (L) | No. | 1 | No. | 500 | 0 | 20 Feb 2020
04 ELECTRICAL WORK | A.D. ASSOCIATES ELECTRICALS PVT LTD | CU Strip 25 x 3 sqmm (L) | Mtrs | 1 | Mtrs | 40 | 0 | 04 Oct 2019
04 ELECTRICAL WORK | A.D. ASSOCIATES ELECTRICALS PVT LTD | CU Strip 25 x 3 sqmm (M) | Mtrs | 1 | Mtrs | 480 | 0 | 04 Oct 2019
04 ELECTRICAL WORK | P.L. VISHWAKARMA ELECTRICALS (FIRM) | Curtain Point | No. | 1 | No. | 250 | 0 | 06 Apr 2024
04 ELECTRICAL WORK | RAJ ELECTRICAL SERVICES | Curtain Point | No. | 1 | No. | 250 | 0 | 13 Mar 2019
04 ELECTRICAL WORK | AUTOHOMES | Customize Software development | No. | 1 | No. | 25000 | 0 | 04 Jun 2018
04 ELECTRICAL WORK | AUTOHOMES | Customize Software development | No. | 1 | No. | 145000 | 0 | 03 Oct 2018
04 ELECTRICAL WORK | GOODWILL POWER GENERATORS PRIVATE LIMITED | D.G. Set Installation, Commissioning- UD | No. | 1 | No. | 144750 | 0 | 27 Dec 2019
04 ELECTRICAL WORK | RAMKRISHNA ELECTRCAL | Danger Board (L) | No. | 1 | No. | 20 | 0 | 15 Nov 2022
04 ELECTRICAL WORK | RAMKRISHNA ELECTRCAL | Danger Board (M) | No. | 1 | No. | 60 | 0 | 15 Nov 2022
04 ELECTRICAL WORK | SAHOO ELECTRICAL | Data Point | No. | 1 | No. | 220 | 0 | 28 Jun 2018
04 ELECTRICAL WORK | SANTOSH ELECTRICALS | Data Point | No. | 1 | No. | 2700 | 0 | 20 Nov 2020
04 ELECTRICAL WORK | P.L. VISHWAKARMA ELECTRICALS (FIRM) | Data Point | No. | 1 | No. | 240 | 0 | 12 Oct 2017
04 ELECTRICAL WORK | M K ELECTRICALS | Data Point | No. | 1 | No. | 2700 | 0 | 20 Oct 2018
04 ELECTRICAL WORK | DS ELECTRICALS | Data Point | No. | 1 | No. | 220 | 0 | 16 May 2020
04 ELECTRICAL WORK | A.D. ASSOCIATES ELECTRICALS PVT LTD | Data Point | No. | 1 | No. | 500 | 0 | 22 Sep 2017
04 ELECTRICAL WORK | A.D. ASSOCIATES ELECTRICALS PVT LTD | Data Point | No. | 1 | No. | 350 | 0 | 28 Oct 2020
04 ELECTRICAL WORK | DS ELECTRICALS | DB box w. MCB BC | No. | 1 | No. | 1000 | 0 | 16 May 2020
04 ELECTRICAL WORK | DS ELECTRICALS | DB box w. MCB BC | No. | 1 | No. | 1200 | 0 | 16 May 2020
04 ELECTRICAL WORK | A.D. ASSOCIATES ELECTRICALS PVT LTD | DB LV | No. | 1 | No. | 500 | 0 | 29 Oct 2020
04 ELECTRICAL WORK | CHETAN ELECTRICAL | Deposit Charges | No. | 1 | No. | 10300 | 0 | 09 Jan 2023
04 ELECTRICAL WORK | RAMKRISHNA ELECTRCAL | Disck Insulator 11KV Installation-UTI | No. | 1 | No. | 135 | 0 | 15 Nov 2022
04 ELECTRICAL WORK | RAMKRISHNA ELECTRCAL | Disk Insulator 11KV (M) | No. | 1 | No. | 400 | 0 | 15 Nov 2022
04 ELECTRICAL WORK | NEPTUNE ENGINEERS | Dismentalling and Installation of split Unit (L) | No. | 1 | No. | 1968 | 0 | 24 Feb 2021
04 ELECTRICAL WORK | MAX AIRCON | Dismentalling work-UTI | No. | 1 | No. | 5000 | 0 | 02 Nov 2019
04 ELECTRICAL WORK | MAX AIRCON | Dismentalling work-UTI | No. | 1 | No. | 4000 | 0 | 02 Nov 2019
04 ELECTRICAL WORK | ARSENCON ENGINEERS PRIVATE LIMITED | Dismentling & Installation work (L) | No. | 1 | No. | 1000 | 0 | 04 Nov 2022
04 ELECTRICAL WORK | RAJ ELECTRICAL SERVICES | Double Fan Fastener & Fan Fixing | No. | 1 | No. | 150 | 0 | 20 Sep 2018
04 ELECTRICAL WORK | RAJ ELECTRICAL SERVICES | Double Fan Fastener & Fan Fixing | No. | 1 | No. | 300 | 0 | 21 Sep 2018
04 ELECTRICAL WORK | AMFEW AND CO | Drain Piping | R.Ft | 1 | R.Ft | 34 | 0 | 30 Nov 2019
04 ELECTRICAL WORK | AMFEW AND CO | Drain Pump | No. | 1 | No. | 3800 | 0 | 30 Nov 2019
04 ELECTRICAL WORK | S D ENTERPRISES | Drain Pump (L) | No. | 1 | No. | 1000 | 0 | 18 May 2024
04 ELECTRICAL WORK | S D ENTERPRISES | Drain Pump (M) | No. | 1 | No. | 3850 | 0 | 18 May 2024
04 ELECTRICAL WORK | SHIV ELECTRICAL ENGINEERS AND CONTRACTORS | Driver | No. | 1 | No. | 3400 | 0 | 26 Feb 2024
04 ELECTRICAL WORK | VAISHALI ELECTRICAL | Driver 10amp | No. | 1 | No. | 680 | 0 | 12 Apr 2021
04 ELECTRICAL WORK | VAISHALI ELECTRICAL | Driver 5amp | No. | 1 | No. | 510 | 0 | 12 Apr 2021
04 ELECTRICAL WORK | LAXMI ELECTRICALS ENTERPRISES | DTC Meter Fixing | No. | 1 | No. | 2000 | 0 | 30 Mar 2023
04 ELECTRICAL WORK | LAXMI ELECTRICALS ENTERPRISES | DTC Meter Fixing | No. | 1 | No. | 2000 | 0 | 03 Jul 2023
04 ELECTRICAL WORK | ADITI POWER CARE AND ENTERPRISES | DTC Meter Fixing | No. | 1 | No. | 2420 | 0 | 02 Apr 2024
04 ELECTRICAL WORK | POWER SERVICES | Duct Cutting and 4" GI Collar Fitting | No. | 1 | No. | 50 | 0 | 14 Jun 2021
04 ELECTRICAL WORK | HARISH CHANDRA JADHAV ELECTRICALS | Dummy Junction Box | No. | 1 | No. | 120 | 0 | 11 Dec 2021
04 ELECTRICAL WORK | HARISH CHANDRA JADHAV ELECTRICALS | Dummy Junction Box | No. | 1 | No. | 370 | 0 | 11 Dec 2021
04 ELECTRICAL WORK | HARISH CHANDRA JADHAV ELECTRICALS | Dummy Junction Box Plate | No. | 1 | No. | 120 | 0 | 11 Dec 2021
04 ELECTRICAL WORK | ARSENCON ENGINEERS PRIVATE LIMITED | Earth Electrode Cu Bonded steel Rods 14.2mm dia | No. | 1 | No. | 5800 | 0 | 21 Dec 2020
04 ELECTRICAL WORK | ARSENCON ENGINEERS PRIVATE LIMITED | Earth Electrode Cu Bonded steel Rods 14.2mm dia | No. | 1 | No. | 1160 | 0 | 27 Apr 2023
04 ELECTRICAL WORK | ARSENCON ENGINEERS PRIVATE LIMITED | Earth Electrode Cu Bonded steel Rods 14.2mm dia (M) | No. | 1 | No. | 4640 | 0 | 27 Apr 2023
04 ELECTRICAL WORK | ARSENCON ENGINEERS PRIVATE LIMITED | Earth Electrode Cu Bonded steel Rods 25mm dia | No. | 1 | No. | 6800 | 0 | 21 Dec 2020
04 ELECTRICAL WORK | ARSENCON ENGINEERS PRIVATE LIMITED | Earth Electrode Cu Bonded steel Rods 25mm dia | No. | 1 | No. | 1360 | 0 | 27 Apr 2023
04 ELECTRICAL WORK | ARSENCON ENGINEERS PRIVATE LIMITED | Earth Electrode Cu Bonded steel Rods 25mm dia (M) | No. | 1 | No. | 5440 | 0 | 27 Apr 2023
04 ELECTRICAL WORK | RAMKRISHNA ELECTRCAL | Earthing Conductor (L) | Kgs | 1 | Kgs | 50 | 0 | 15 Nov 2022
04 ELECTRICAL WORK | RAMKRISHNA ELECTRCAL | Earthing Conductor (L) | Kgs | 1 | Kgs | 42 | 0 | 15 Nov 2022
04 ELECTRICAL WORK | RAMKRISHNA ELECTRCAL | Earthing Conductor (M) | Kgs | 1 | Kgs | 1100 | 0 | 15 Nov 2022
04 ELECTRICAL WORK | RAMKRISHNA ELECTRCAL | Earthing Conductor (M) | Kgs | 1 | Kgs | 110 | 0 | 15 Nov 2022
04 ELECTRICAL WORK | ARSENCON ENGINEERS PRIVATE LIMITED | Earthing Patti 25 x 3 Rate Diff (M) | Mtrs | 1 | Mtrs | 19.2 | 0 | 05 May 2023
04 ELECTRICAL WORK | ADITI POWER CARE AND ENTERPRISES | Earthing Patti 25x3 (L) | Mtrs | 1 | Mtrs | 50 | 0 | 09 Apr 2024
04 ELECTRICAL WORK | ARSENCON ENGINEERS PRIVATE LIMITED | Earthing Patti 25x3 (M) | Mtrs | 1 | Mtrs | 79.2 | 0 | 27 Apr 2023
04 ELECTRICAL WORK | ARSENCON ENGINEERS PRIVATE LIMITED | Earthing Patti 25x3 (M) | Mtrs | 1 | Mtrs | 19.2 | 0 | 27 Apr 2023
04 ELECTRICAL WORK | GLOTECH FIRE ENGINEERS | Earthing Patti 35x5 (L) | Mtrs | 1 | Mtrs | 26 | 0 | 08 May 2020
04 ELECTRICAL WORK | LAXMI ELECTRICALS | Earthing Patti 35x5 (L) | Mtrs | 1 | Mtrs | 40 | 0 | 05 Oct 2019
04 ELECTRICAL WORK | LAXMI ELECTRICALS | Earthing Patti 35x5 (M) | Mtrs | 1 | Mtrs | 100 | 0 | 05 Oct 2019
04 ELECTRICAL WORK | GLOTECH FIRE ENGINEERS | Earthing Patti 35x5 (M) | Mtrs | 1 | Mtrs | 104 | 0 | 08 May 2020
04 ELECTRICAL WORK | P.L. VISHWAKARMA ELECTRICALS (FIRM) | Earthing Wire 4 Sqmm Wire | Mtrs | 1 | Mtrs | 55 | 0 | 14 Jan 2021
04 ELECTRICAL WORK | LAXMI ELECTRICALS | Earthing Work (L) | No. | 1 | No. | 1000 | 0 | 05 Oct 2019
04 ELECTRICAL WORK | A.D. ASSOCIATES ELECTRICALS PVT LTD | Earthing Work (L) | No. | 1 | No. | 2500 | 0 | 04 Oct 2019
04 ELECTRICAL WORK | A.D. ASSOCIATES ELECTRICALS PVT LTD | Earthing Work (M) | No. | 1 | No. | 15210 | 0 | 04 Oct 2019
04 ELECTRICAL WORK | LAXMI ELECTRICALS | Earthing Work (M) | No. | 1 | No. | 100 | 0 | 05 Oct 2019
04 ELECTRICAL WORK | LAXMI ELECTRICALS | Earthing Work (M) | No. | 1 | No. | 3000 | 0 | 09 Oct 2019
04 ELECTRICAL WORK | LAXMI ELECTRICALS | Earthing Work - DSL | No. | 1 | No. | 4500 | 0 | 24 Oct 2023
04 ELECTRICAL WORK | ITORRENT INDUSTRIES PVT LTD | Earthing Work - DSL | No. | 1 | No. | 3800 | 0 | 05 Jun 2024
04 ELECTRICAL WORK | HARISH CHANDRA JADHAV ELECTRICALS | Earthing work(m+l)- BC | No. | 1 | No. | 4800 | 0 | 06 Apr 2023
04 ELECTRICAL WORK | LAXMI ELECTRICALS ENTERPRISES | Earthing work(m+l)- BC | No. | 1 | No. | 4800 | 0 | 21 Jun 2023
04 ELECTRICAL WORK | LAXMI ELECTRICALS ENTERPRISES | Earthing work(m+l)- BC | No. | 1 | No. | 4400 | 0 | 03 Jul 2023
04 ELECTRICAL WORK | CHETAN ELECTRICAL | Electrical Meter Liasoning Charges | No. | 1 | No. | 25000 | 0 | 09 Jan 2023
04 ELECTRICAL WORK | CHETAN ELECTRICAL | Electrical Meter Liasoning Charges | No. | 1 | No. | 10000 | 0 | 09 Jan 2023
04 ELECTRICAL WORK | CHETAN ELECTRICAL | Electrical Meter Liasoning Charges | No. | 1 | No. | 4000 | 0 | 15 Jun 2023
04 ELECTRICAL WORK | CHETAN ELECTRICAL | Electrical Meter Liasoning Charges | No. | 1 | No. | 22000 | 0 | 20 Jul 2023
04 ELECTRICAL WORK | CHETAN ELECTRICAL | Electrical Meter Liasoning Charges | No. | 1 | No. | 10000 | 0 | 20 Jul 2023
04 ELECTRICAL WORK | CHETAN ELECTRICAL | Electrical Meter Liasoning Charges | No. | 1 | No. | 8000 | 0 | 15 Jun 2023
04 ELECTRICAL WORK | CHETAN ELECTRICAL | Electrical Meter Liasoning Charges | No. | 1 | No. | 11000 | 0 | 15 Jun 2023
04 ELECTRICAL WORK | CHETAN ELECTRICAL | Electrical Meter Liasoning Charges | No. | 1 | No. | 25000 | 0 | 15 Jun 2023
04 ELECTRICAL WORK | CHETAN ELECTRICAL | Electrical Meter Liasoning Charges | No. | 1 | No. | 23000 | 0 | 19 Jul 2023
04 ELECTRICAL WORK | CHETAN ELECTRICAL | Electrical Meter Liasoning Charges | No. | 1 | No. | 2000 | 0 | 20 Jul 2023
04 ELECTRICAL WORK | CHETAN ELECTRICAL | Electrical Meter Liasoning Charges | No. | 1 | No. | 6000 | 0 | 20 Jul 2023
04 ELECTRICAL WORK | HARISH CHANDRA JADHAV ELECTRICALS | Electrical Testing | No. | 1 | No. | 9 | 0 | 14 Jul 2016
04 ELECTRICAL WORK | HARISH CHANDRA JADHAV ELECTRICALS | Electrical Testing | No. | 1 | No. | 10.66 | 0 | 14 Jul 2016
04 ELECTRICAL WORK | HARISH CHANDRA JADHAV ELECTRICALS | Electrical Testing | No. | 1 | No. | 9.6 | 0 | 11 Aug 2016
04 ELECTRICAL WORK | HARISH CHANDRA JADHAV ELECTRICALS | Electrical Testing | No. | 1 | No. | 8.36 | 0 | 07 Oct 2016
04 ELECTRICAL WORK | HARISH CHANDRA JADHAV ELECTRICALS | Electrical Testing | No. | 1 | No. | 7.89 | 0 | 17 Jun 2017
04 ELECTRICAL WORK | HARISH CHANDRA JADHAV ELECTRICALS | Electrical Testing | No. | 1 | No. | 5.56 | 0 | 01 Jul 2017
04 ELECTRICAL WORK | HARISH CHANDRA JADHAV ELECTRICALS | Electrical Testing | No. | 1 | No. | 10.2455 | 0 | 29 Sep 2018
04 ELECTRICAL WORK | P.L. VISHWAKARMA ELECTRICALS (FIRM) | Electrical Testing | No. | 1 | No. | 10.35 | 0 | 16 Jan 2019
04 ELECTRICAL WORK | P.L. VISHWAKARMA ELECTRICALS (FIRM) | Electrical Testing | No. | 1 | No. | 9.716 | 0 | 03 Nov 2018
04 ELECTRICAL WORK | RAJENDRA ELECTRICALS | Electrical Testing | No. | 1 | No. | 9.922 | 0 | 20 Feb 2017
04 ELECTRICAL WORK | P.L. VISHWAKARMA ELECTRICALS | Electrical Testing | No. | 1 | No. | 9 | 0 | 15 Jul 2016
04 ELECTRICAL WORK | P.L. VISHWAKARMA ELECTRICALS | Electrical Testing | No. | 1 | No. | 9 | 0 | 24 Aug 2016
04 ELECTRICAL WORK | P.L. VISHWAKARMA ELECTRICALS | Electrical Testing | No. | 1 | No. | 10.655 | 0 | 25 Aug 2016
04 ELECTRICAL WORK | LAXMI ELECTRICALS (Prop.Mayur Raskar) | Electrical Trench Excavation & Backfilling | Mtrs | 1 | Mtrs | 176 | 0 | 09 Dec 2023
04 ELECTRICAL WORK | LAXMI ELECTRICALS | Electrical Work (Labour) | No. | 1 | No. | 16792 | 0 | 23 Oct 2023
04 ELECTRICAL WORK | LAXMI ELECTRICALS | Electrical Work (Labour) | No. | 1 | No. | 13169 | 0 | 23 Oct 2023
04 ELECTRICAL WORK | LAXMI ELECTRICALS | Electrical Work (Labour) | No. | 1 | No. | 7573 | 0 | 27 Mar 2023
04 ELECTRICAL WORK | LAXMI ELECTRICALS | Electrical Work (Labour) | No. | 1 | No. | 7236 | 0 | 27 Mar 2023
04 ELECTRICAL WORK | LAXMI ELECTRICALS | Electrical Work (Labour) | No. | 1 | No. | 7911 | 0 | 27 Mar 2023
04 ELECTRICAL WORK | LAXMI ELECTRICALS | Electrical Work (Labour) | No. | 1 | No. | 6049 | 0 | 27 Mar 2023
04 ELECTRICAL WORK | HARISH CHANDRA JADHAV ELECTRICALS | Electrical Work (Labour) | No. | 1 | Flat | 14182 | 0 | 02 Feb 2022
04 ELECTRICAL WORK | HARISH CHANDRA JADHAV ELECTRICALS | Electrical Work (Labour) | No. | 1 | No. | 12659 | 0 | 02 Feb 2022
04 ELECTRICAL WORK | HARISH CHANDRA JADHAV ELECTRICALS | Electrical Work (Labour) | No. | 1 | Flat | 12659 | 0 | 02 Feb 2022
04 ELECTRICAL WORK | HARISH CHANDRA JADHAV ELECTRICALS | Electrical Work (Labour) | No. | 1 | Flat | 12683 | 0 | 02 Feb 2022
04 ELECTRICAL WORK | HARISH CHANDRA JADHAV ELECTRICALS | Electrical Work (Labour) | No. | 1 | No. | 14850 | 0 | 18 Feb 2023
04 ELECTRICAL WORK | HARISH CHANDRA JADHAV ELECTRICALS | Electrical Work (Labour) | No. | 1 | No. | 7650 | 0 | 18 Feb 2023
04 ELECTRICAL WORK | HARISH CHANDRA JADHAV ELECTRICALS | Electrical Work (Labour) | No. | 1 | No. | 9675 | 0 | 18 Feb 2023
04 ELECTRICAL WORK | P.L. VISHWAKARMA ELECTRICALS (FIRM) | Electrical Work (Labour) | No. | 1 | No. | 213173 | 0 | 05 Jun 2021
04 ELECTRICAL WORK | REVANTI FURNITURE | Electrical Work (Labour) | No. | 1 | No. | 213173 | 0 | 05 Jun 2021
04 ELECTRICAL WORK | TAHA ELECTRICALS | Electrical Work (Labour) | No. | 1 | No. | 750 | 0 | 09 Aug 2024
04 ELECTRICAL WORK | TAHA ELECTRICALS | Electrical Work (Labour) | No. | 1 | No. | 8250 | 0 | 18 May 2024
04 ELECTRICAL WORK | DS ELECTRICALS | Electrical Work (Labour) | No. | 1 | No. | 1350 | 0 | 09 Aug 2024
04 ELECTRICAL WORK | DS ELECTRICALS | Electrical Work (Labour) | No. | 1 | No. | 900 | 0 | 09 Aug 2024
04 ELECTRICAL WORK | DS ELECTRICALS | Electrical Work (Labour) | No. | 1 | No. | 675 | 0 | 09 Aug 2024
04 ELECTRICAL WORK | SANTOSH ELECTRICALS | Electrical Work (Labour)-rate diff.-BC | No. | 1 | No. | 58505 | 0 | 20 Mar 2021
04 ELECTRICAL WORK | SURYA ELECTRICALS | Electrical Work (M+L) | No. | 1 | No. | 471350 | 0 | 22 Jan 2018
04 ELECTRICAL WORK | SURYA ELECTRICALS | Electrical Work (M+L) | No. | 1 | No. | 242150 | 0 | 05 Mar 2018
04 ELECTRICAL WORK | P.L. VISHWAKARMA ELECTRICALS (FIRM) | Electrical Work (M+L) | No. | 1 | No. | 5500 | 0 | 28 Feb 2020
04 ELECTRICAL WORK | P.L. VISHWAKARMA ELECTRICALS (FIRM) | Electrical Work (M+L) | No. | 1 | No. | 28000 | 0 | 28 Feb 2020
04 ELECTRICAL WORK | P.L. VISHWAKARMA ELECTRICALS (FIRM) | Electrical Work (M+L) | No. | 1 | No. | 20000 | 0 | 28 Feb 2020
04 ELECTRICAL WORK | NISAR AHMAD ANSARI | Electrical Work (M+L) | No. | 1 | No. | 34700 | 0 | 14 May 2019
04 ELECTRICAL WORK | HARISH CHANDRA JADHAV ELECTRICALS | Electrical Work (M+L) | No. | 1 | No. | 5500 | 0 | 28 Feb 2020
04 ELECTRICAL WORK | HARISH CHANDRA JADHAV ELECTRICALS | Electrical Work (M+L) | No. | 1 | No. | 15000 | 0 | 28 Feb 2020
04 ELECTRICAL WORK | A.D. ASSOCIATES ELECTRICALS PVT LTD | Electrical Work - DER | No. | 1 | No. | 677352 | 0 | 09 Mar 2022
04 ELECTRICAL WORK | AVCON TECHNICS PVT LTD | Electrical Work - Dld | No. | 1 | No. | 600 | 0 | 06 Aug 2021
04 ELECTRICAL WORK | ARSENCON ENGINEERS PRIVATE LIMITED | Electrical work lumpsum-SO | No. | 1 | No. | 15000 | 0 | 21 Oct 2022
04 ELECTRICAL WORK | ARSENCON ENGINEERS PRIVATE LIMITED | Electrical work lumpsum-SO | No. | 1 | No. | 10000 | 0 | 04 Nov 2022
04 ELECTRICAL WORK | A.D. ASSOCIATES ELECTRICALS PVT LTD | Electrical work lumpsum-SO | No. | 1 | No. | 291390 | 30 | 27 Aug 2021
04 ELECTRICAL WORK | HARISH CHANDRA JADHAV ELECTRICALS | Electrician | No. | 1 | No. | 750 | 0 | 02 Feb 2024
04 ELECTRICAL WORK | LAXMI ELECTRICALS | Electrician | No. | 1 | No. | 850 | 0 | 24 Oct 2023
04 ELECTRICAL WORK | LAXMI ELECTRICALS (Prop.Mayur Raskar) | Electrician | No. | 1 | No. | 1000 | 0 | 29 Dec 2023
04 ELECTRICAL WORK | P.L. VISHWAKARMA ELECTRICALS | Electrician | No. | 1 | No. | 850 | 0 | 01 Oct 2022
04 ELECTRICAL WORK | LAXMI ELECTRICALS | Electrician - Day | Day | 1 | Day | 850 | 0 | 24 Oct 2023
04 ELECTRICAL WORK | KANAD ELECTRICAL SERVICES | End Cover (M) | No. | 1 | No. | 2387.78 | 0 | 10 Aug 2023
04 ELECTRICAL WORK | ADITI POWER CARE AND ENTERPRISES | End Termination 120sqmm X 3.5 core cable (M+L) | No. | 1 | No. | 990 | 0 | 02 Apr 2024
04 ELECTRICAL WORK | ADITI POWER CARE AND ENTERPRISES | End Termination 16 Sqmm - UTI | No. | 1 | No. | 200 | 0 | 27 Jun 2024
04 ELECTRICAL WORK | ADITI POWER CARE AND ENTERPRISES | End Termination 185 Sqmm x 3.5 Core cable (M+L) | No. | 1 | No. | 1540 | 0 | 02 Apr 2024
04 ELECTRICAL WORK | ARSENCON ENGINEERS PRIVATE LIMITED | End Termination 240 Sqmm | No. | 1 | No. | 891 | 0 | 04 Nov 2022
04 ELECTRICAL WORK | P.L. VISHWAKARMA ELECTRICALS (FIRM) | End Termination 25 Sqmm - UTI | No. | 1 | No. | 300 | 0 | 21 Jul 2021
04 ELECTRICAL WORK | ADITI POWER CARE AND ENTERPRISES | End Termination 3.5C 120sqmm Alumn Armd Cable (L) | No. | 1 | No. | 990 | 0 | 28 May 2024
04 ELECTRICAL WORK | A.D. ASSOCIATES ELECTRICALS PVT LTD | End Termination 3.5C 120sqmm Alumn Armd Cable (L) | No. | 1 | No. | 150 | 0 | 27 Aug 2019
04 ELECTRICAL WORK | A.D. ASSOCIATES ELECTRICALS PVT LTD | End Termination 3.5C 120sqmm Alumn Armd Cable (L) | No. | 1 | No. | 30 | 0 | 30 Oct 2020
04 ELECTRICAL WORK | A.D. ASSOCIATES ELECTRICALS PVT LTD | End Termination 3.5C 120sqmm Alumn Armd Cable (L) | No. | 1 | No. | 30 | 0 | 30 Oct 2020
04 ELECTRICAL WORK | A.D. ASSOCIATES ELECTRICALS PVT LTD | End Termination 3.5C 120sqmm Alumn Armd Cable (M) | No. | 1 | No. | 831.69 | 0 | 26 Aug 2019
04 ELECTRICAL WORK | A.D. ASSOCIATES ELECTRICALS PVT LTD | End Termination 3.5C 120sqmm Alumn Armd Cable (M) | No. | 1 | No. | 137 | 0 | 30 Oct 2020
04 ELECTRICAL WORK | A.D. ASSOCIATES ELECTRICALS PVT LTD | End Termination 3.5C x 185 Sqmm. (L) | No. | 1 | No. | 420 | 0 | 27 Apr 2021
04 ELECTRICAL WORK | ARSENCON ENGINEERS PRIVATE LIMITED | End Termination 3.5C x 185 Sqmm. (L) | No. | 1 | No. | 738 | 0 | 02 Apr 2021
04 ELECTRICAL WORK | A.D. ASSOCIATES ELECTRICALS PVT LTD | End Termination 3.5C x 185sqmm (M) | No. | 1 | No. | 1334 | 0 | 27 Apr 2021
04 ELECTRICAL WORK | A.D. ASSOCIATES ELECTRICALS PVT LTD | End Termination 3.5C x 25sqmm (L). | No. | 1 | No. | 180 | 0 | 27 Apr 2021
04 ELECTRICAL WORK | A.D. ASSOCIATES ELECTRICALS PVT LTD | End Termination 3.5C x 25sqmm (M). | No. | 1 | No. | 328 | 0 | 27 Apr 2021
04 ELECTRICAL WORK | A.D. ASSOCIATES ELECTRICALS PVT LTD | End Termination 3.5C x 35 Sqmm. (L) | No. | 1 | No. | 180 | 0 | 27 Apr 2021
04 ELECTRICAL WORK | ARSENCON ENGINEERS PRIVATE LIMITED | End Termination 3.5C x 35 Sqmm. (L) | No. | 1 | No. | 184.5 | 0 | 02 Apr 2021
04 ELECTRICAL WORK | A.D. ASSOCIATES ELECTRICALS PVT LTD | End Termination 3.5C x 35sqmm (M). | No. | 1 | No. | 328 | 0 | 27 Apr 2021
04 ELECTRICAL WORK | A.D. ASSOCIATES ELECTRICALS PVT LTD | End Termination 3.5C x 50sqmm (M). | No. | 1 | No. | 468 | 0 | 27 Apr 2021
04 ELECTRICAL WORK | A.D. ASSOCIATES ELECTRICALS PVT LTD | End Termination 3.5C x 70sqmm (L) | No. | 1 | No. | 300 | 0 | 27 Apr 2021
04 ELECTRICAL WORK | A.D. ASSOCIATES ELECTRICALS PVT LTD | End Termination 3.5C x 70sqmm (M) | No. | 1 | No. | 556 | 0 | 27 Apr 2021
04 ELECTRICAL WORK | A.D. ASSOCIATES ELECTRICALS PVT LTD | End Termination 3.5C x 95sqmm (M). | No. | 1 | No. | 688 | 0 | 27 Apr 2021
04 ELECTRICAL WORK | A.D. ASSOCIATES ELECTRICALS PVT LTD | End Termination 3.5C x 95sqmm Al Arm (L) | No. | 1 | No. | 425 | 0 | 13 Feb 2024
04 ELECTRICAL WORK | ADITI POWER CARE AND ENTERPRISES | End Termination 300sqmm X 3.5 core cable (L) | No. | 1 | No. | 1870 | 0 | 27 May 2024
04 ELECTRICAL WORK | ADI SYSTEM | End Termination 300sqmm X 3.5 core cable (L) | No. | 1 | No. | 1870 | 0 | 27 May 2024
04 ELECTRICAL WORK | RAMKRISHNA ELECTRCAL | End Termination 300sqmm X 3.5 core cable (L) | No. | 1 | No. | 750 | 0 | 15 Nov 2022
04 ELECTRICAL WORK | RAMKRISHNA ELECTRCAL | End Termination 300sqmm X 3.5 core cable (M) | No. | 1 | No. | 4250 | 0 | 15 Nov 2022
04 ELECTRICAL WORK | LAXMI ELECTRICALS ENTERPRISES | End Termination 300sqmm X 3.5 core cable (M+L) | No. | 1 | No. | 1870 | 0 | 03 Jul 2023
04 ELECTRICAL WORK | LAXMI ELECTRICALS ENTERPRISES | End Termination 300sqmm X 3.5 core cable (M+L) | No. | 1 | No. | 2040 | 0 | 30 Mar 2023
04 ELECTRICAL WORK | ADITI POWER CARE AND ENTERPRISES | End Termination 300sqmm X 3.5 core cable (M+L) | No. | 1 | No. | 1870 | 0 | 02 Apr 2024
04 ELECTRICAL WORK | A.D. ASSOCIATES ELECTRICALS PVT LTD | End Termination 3C 2.5sqmm Cu Armd Cable (L) | No. | 1 | No. | 40 | 0 | 27 Aug 2019
04 ELECTRICAL WORK | A.D. ASSOCIATES ELECTRICALS PVT LTD | End Termination 3C 2.5sqmm Cu Armd Cable (L) | No. | 1 | No. | 30 | 0 | 30 Oct 2020
04 ELECTRICAL WORK | A.D. ASSOCIATES ELECTRICALS PVT LTD | End Termination 3C 2.5sqmm Cu Armd Cable (M) | No. | 1 | No. | 136.01 | 0 | 26 Aug 2019
04 ELECTRICAL WORK | A.D. ASSOCIATES ELECTRICALS PVT LTD | End Termination 3C 2.5sqmm Cu Armd Cable (M) | No. | 1 | No. | 137 | 0 | 30 Oct 2020
04 ELECTRICAL WORK | A.D. ASSOCIATES ELECTRICALS PVT LTD | End Termination 3C 2.5sqmm Cu Armd Cable (M) | No. | 1 | No. | 137 | 0 | 30 Oct 2020
04 ELECTRICAL WORK | RAMKRISHNA ELECTRCAL | End Termination 3C x 185 Sqmm. (L) | No. | 1 | No. | 1000 | 0 | 15 Nov 2022
04 ELECTRICAL WORK | RAMKRISHNA ELECTRCAL | End Termination 3C x 185 Sqmm. (M) | No. | 1 | No. | 6200 | 0 | 15 Nov 2022
04 ELECTRICAL WORK | A.D. ASSOCIATES ELECTRICALS PVT LTD | End Termination 3C x 2.5sqmm (L). | No. | 1 | No. | 48 | 0 | 27 Apr 2021
04 ELECTRICAL WORK | A.D. ASSOCIATES ELECTRICALS PVT LTD | End Termination 3C x 2.5sqmm (M). | No. | 1 | No. | 140 | 0 | 27 Apr 2021
04 ELECTRICAL WORK | A.D. ASSOCIATES ELECTRICALS PVT LTD | End Termination 4C 4sqmm Cu Armd Cable (L) | No. | 1 | No. | 45 | 0 | 27 Aug 2019
04 ELECTRICAL WORK | A.D. ASSOCIATES ELECTRICALS PVT LTD | End Termination 4C 4sqmm Cu Armd Cable (M) | No. | 1 | No. | 147.42 | 0 | 26 Aug 2019
04 ELECTRICAL WORK | A.D. ASSOCIATES ELECTRICALS PVT LTD | End Termination 4C x 10sqmm (M). | No. | 1 | No. | 216 | 0 | 27 Apr 2021
04 ELECTRICAL WORK | A.D. ASSOCIATES ELECTRICALS PVT LTD | End Termination 4C x 4 sqmm | No. | 1 | No. | 75 | 0 | 13 Oct 2018
04 ELECTRICAL WORK | A.D. ASSOCIATES ELECTRICALS PVT LTD | End Termination 4C x 4 sqmm | No. | 1 | No. | 100 | 0 | 06 Feb 2018
04 ELECTRICAL WORK | A.D. ASSOCIATES ELECTRICALS PVT LTD | End Termination 4C x 6sqmm (L) | No. | 1 | No. | 90 | 0 | 27 Apr 2021
04 ELECTRICAL WORK | A.D. ASSOCIATES ELECTRICALS PVT LTD | End Termination 4C x 6sqmm (L) | No. | 1 | No. | 80 | 0 | 13 Feb 2024
04 ELECTRICAL WORK | A.D. ASSOCIATES ELECTRICALS PVT LTD | End Termination 4C x 6sqmm (M) | No. | 1 | No. | 216 | 0 | 27 Apr 2021
04 ELECTRICAL WORK | A.D. ASSOCIATES ELECTRICALS PVT LTD | End Termination 4C x 6sqmm (M) | No. | 1 | No. | 444.51 | 0 | 01 Feb 2024
04 ELECTRICAL WORK | ADITI POWER CARE AND ENTERPRISES | End Termination 50 Sqmm x 3.5 Core cable (M+L) | No. | 1 | No. | 660 | 0 | 02 Apr 2024
04 ELECTRICAL WORK | ADITI POWER CARE AND ENTERPRISES | End Termination 6 Sqmm | No. | 1 | No. | 100 | 0 | 27 Jun 2024
04 ELECTRICAL WORK | A.D. ASSOCIATES ELECTRICALS PVT LTD | End Termination 70 sqmm (L) | No. | 1 | No. | 40 | 0 | 28 Aug 2019
04 ELECTRICAL WORK | P.L. VISHWAKARMA ELECTRICALS (FIRM) | End Termination 70 sqmm (L) | No. | 1 | No. | 450 | 0 | 14 Jan 2021
04 ELECTRICAL WORK | A.D. ASSOCIATES ELECTRICALS PVT LTD | End Termination 70 sqmm (M) | No. | 1 | No. | 117 | 0 | 28 Aug 2019
04 ELECTRICAL WORK | ADITI POWER CARE AND ENTERPRISES | End Termination 95sqmm X 3.5 core cable (M+L) | No. | 1 | No. | 990 | 0 | 02 Apr 2024
04 ELECTRICAL WORK | ADITI POWER CARE AND ENTERPRISES | End Termination-3C 4sq.mm Copp Arm. Cable (L) | No. | 1 | No. | 100 | 0 | 27 Jun 2024
04 ELECTRICAL WORK | LAXMI ELECTRICALS | Exaust Point-mkt | No. | 1 | No. | 225 | 0 | 21 Mar 2023
04 ELECTRICAL WORK | LAXMI ELECTRICALS ENTERPRISES | Excavation & Filling. | Mtrs | 1 | Mtrs | 192 | 0 | 30 Mar 2023
04 ELECTRICAL WORK | LAXMI ELECTRICALS ENTERPRISES | Excavation & Filling. | Mtrs | 1 | Mtrs | 176 | 0 | 03 Jul 2023
04 ELECTRICAL WORK | LAXMI ELECTRICALS ENTERPRISES | Excavation by breaker. | Mtrs | 1 | Mtrs | 420 | 0 | 30 Mar 2023
04 ELECTRICAL WORK | LAXMI ELECTRICALS ENTERPRISES | Excavation by breaker. | Mtrs | 1 | Mtrs | 385 | 0 | 03 Jul 2023
04 ELECTRICAL WORK | NEPTUNE ENGINEERS | Exhaust Air Grill (L) | No. | 1 | No. | 130 | 0 | 13 Oct 2019
04 ELECTRICAL WORK | NEPTUNE ENGINEERS | Exhaust Air Grill (L) | No. | 1 | No. | 190 | 0 | 13 Oct 2019
04 ELECTRICAL WORK | NEPTUNE ENGINEERS | Exhaust Air Grill (M) | No. | 1 | No. | 520 | 0 | 13 Oct 2019
04 ELECTRICAL WORK | NEPTUNE ENGINEERS | Exhaust Air Grill (M) | No. | 1 | No. | 760 | 0 | 13 Oct 2019
04 ELECTRICAL WORK | POWER SERVICES | Exhaust Fan | No. | 1 | No. | 21000 | 0 | 14 Jun 2021
04 ELECTRICAL WORK | POWER SERVICES | Exhaust Fan | No. | 1 | No. | 1000 | 0 | 14 Jun 2021
04 ELECTRICAL WORK | RAJ ELECTRICAL SERVICES | Exhaust Fan fixing | No. | 1 | No. | 405 | 0 | 20 Sep 2018
04 ELECTRICAL WORK | NEPTUNE ENGINEERS | Exhaust Fan fixing | No. | 1 | No. | 2180 | 0 | 13 Oct 2019
04 ELECTRICAL WORK | NEPTUNE ENGINEERS | Exhaust Fan fixing | No. | 1 | No. | 2440 | 0 | 13 Oct 2019
04 ELECTRICAL WORK | NEPTUNE ENGINEERS | Exhaust Fan fixing | No. | 1 | No. | 2800 | 0 | 13 Oct 2019
04 ELECTRICAL WORK | NEPTUNE ENGINEERS | Exhaust Fan Mkt | No. | 1 | No. | 9760 | 0 | 13 Oct 2019
04 ELECTRICAL WORK | NEPTUNE ENGINEERS | Exhaust Fan Mkt | No. | 1 | No. | 11200 | 0 | 13 Oct 2019
04 ELECTRICAL WORK | NEPTUNE ENGINEERS | Exhaust Fan Mkt | No. | 1 | No. | 8720 | 0 | 13 Oct 2019
04 ELECTRICAL WORK | DS ELECTRICALS | Exhaust Fan Point | No. | 1 | No. | 200 | 0 | 16 May 2020
04 ELECTRICAL WORK | A.D. ASSOCIATES ELECTRICALS PVT LTD | Exhaust Fan Point - BCo | No. | 1 | No. | 250 | 0 | 03 Feb 2018
04 ELECTRICAL WORK | KANAD ELECTRICAL SERVICES | Expansion joints (M) | set | 1 | set | 43343.81 | 0 | 10 Aug 2023
04 ELECTRICAL WORK | VAISHALI ELECTRICAL | Fan Fastner Fixing - Mkt | No. | 1 | No. | 100 | 0 | 05 Sep 2022
04 ELECTRICAL WORK | LAXMI ELECTRICALS | Fan Fixing - Mkt | No. | 1 | No. | 100 | 0 | 24 Oct 2023
04 ELECTRICAL WORK | A.D. ASSOCIATES ELECTRICALS PVT LTD | Fan Fixing. | No. | 1 | No. | 275 | 0 | 14 Feb 2024
04 ELECTRICAL WORK | A.D. ASSOCIATES ELECTRICALS PVT LTD | Fan Hook (M) | No. | 1 | No. | 64.35 | 0 | 01 Feb 2024
04 ELECTRICAL WORK | A.D. ASSOCIATES ELECTRICALS PVT LTD | Fan Hook (M) | No. | 1 | No. | 58.5 | 0 | 14 Feb 2024
04 ELECTRICAL WORK | A.D. ASSOCIATES ELECTRICALS PVT LTD | Fan hook support fixing | No. | 1 | No. | 250 | 0 | 30 Jul 2020
04 ELECTRICAL WORK | SHARMA ELECTRICAL WORKS | Fan Hook with Anchor Fastner (m+l) | No. | 1 | No. | 75 | 0 | 15 Apr 2017
04 ELECTRICAL WORK | LAXMI ELECTRICALS | Fan Point - BCo | No. | 1 | No. | 225 | 0 | 21 Mar 2023
04 ELECTRICAL WORK | DS ELECTRICALS | Fan Point - BCo | No. | 1 | No. | 200 | 0 | 16 May 2020
04 ELECTRICAL WORK | DS ELECTRICALS | Fan Point - BCo | No. | 1 | No. | 300 | 0 | 16 May 2020
04 ELECTRICAL WORK | LAXMI ELECTRICALS | Fan Point - Mkt | No. | 1 | No. | 265 | 0 | 24 Oct 2023
04 ELECTRICAL WORK | P.L. VISHWAKARMA ELECTRICALS (FIRM) | Fan Point - SOS | No. | 1 | No. | 200 | 0 | 21 Jul 2021
04 ELECTRICAL WORK | A.D. ASSOCIATES ELECTRICALS PVT LTD | Fan Points Controlled by Switch | No. | 1 | No. | 350 | 0 | 27 Apr 2021
04 ELECTRICAL WORK | A.D. ASSOCIATES ELECTRICALS PVT LTD | Fan Regulator (M) | No. | 1 | No. | 355 | 0 | 26 Aug 2019
04 ELECTRICAL WORK | A.D. ASSOCIATES ELECTRICALS PVT LTD | Fan Regulator (M) | No. | 1 | No. | 509 | 0 | 24 Oct 2020
04 ELECTRICAL WORK | A.D. ASSOCIATES ELECTRICALS PVT LTD | Fan Regulator (M) | No. | 1 | No. | 479 | 0 | 27 Apr 2021
04 ELECTRICAL WORK | A.D. ASSOCIATES ELECTRICALS PVT LTD | Fan Regulator (M) | No. | 1 | No. | 420 | 0 | 01 Feb 2024
04 ELECTRICAL WORK | A.D. ASSOCIATES ELECTRICALS PVT LTD | Fan Regulator (M) | No. | 1 | No. | 429.44 | 0 | 05 Nov 2018
04 ELECTRICAL WORK | HARISH CHANDRA JADHAV ELECTRICALS | FAS Conduit & Cable Laying | No. | 1 | No. | 6300 | 0 | 19 Oct 2018
04 ELECTRICAL WORK | HARISH CHANDRA JADHAV ELECTRICALS | FAS Conduit & Cable Laying | No. | 1 | No. | 1350 | 0 | 05 Jul 2023
04 ELECTRICAL WORK | HARISH CHANDRA JADHAV ELECTRICALS | FAS Conduit & Cable Laying | No. | 1 | No. | 1575 | 0 | 05 Jul 2023
04 ELECTRICAL WORK | HARISH CHANDRA JADHAV ELECTRICALS | FAS Conduit & Cable Laying | No. | 1 | No. | 2700 | 0 | 05 Jul 2023
04 ELECTRICAL WORK | HARISH CHANDRA JADHAV ELECTRICALS | FAS Conduit & Cable Laying | No. | 1 | No. | 5500 | 0 | 05 Feb 2020
04 ELECTRICAL WORK | HARISH CHANDRA JADHAV ELECTRICALS | FAS Conduit & Cable Laying | No. | 1 | No. | 18200 | 0 | 23 Jan 2018
04 ELECTRICAL WORK | HARISH CHANDRA JADHAV ELECTRICALS | FAS Conduit & Cable Laying | No. | 1 | No. | 20000 | 0 | 23 Jan 2018
04 ELECTRICAL WORK | RAMKRISHNA ELECTRCAL | Feeder Pillar fixing (L)-LC | No. | 1 | No. | 10000 | 0 | 15 Nov 2022
04 ELECTRICAL WORK | RAMKRISHNA ELECTRCAL | Feeder Pillar fixing (M)-LC | No. | 1 | No. | 180000 | 0 | 15 Nov 2022
04 ELECTRICAL WORK | LAXMI ELECTRICALS (Prop.Mayur Raskar) | Feeder Pillar fixing-ULT | No. | 1 | No. | 2750 | 0 | 09 Dec 2023
04 ELECTRICAL WORK | LAXMI ELECTRICALS | Feeder Pillar fixing-ULT | No. | 1 | No. | 2750 | 0 | 08 Dec 2023
04 ELECTRICAL WORK | LAXMI ELECTRICALS (Prop.Mayur Raskar) | Fitting & Removing | No. | 1 | No. | 3000 | 0 | 29 Dec 2023
04 ELECTRICAL WORK | LAXMI ELECTRICALS | Fixing DB - Mkt | No. | 1 | No. | 1400 | 0 | 23 Oct 2023
04 ELECTRICAL WORK | LAXMI ELECTRICALS | Fixing DB - Mkt | No. | 1 | No. | 1200 | 0 | 21 Mar 2023
04 ELECTRICAL WORK | LAXMI ELECTRICALS | Fixing DB - Mkt | No. | 1 | No. | 1300 | 0 | 21 Mar 2023
04 ELECTRICAL WORK | LAXMI ELECTRICALS | Fixing DB - Mkt | No. | 1 | No. | 1500 | 0 | 23 Oct 2023
04 ELECTRICAL WORK | HARISH CHANDRA JADHAV ELECTRICALS | Fixing DB - Mkt | No. | 1 | No. | 1400 | 0 | 05 Feb 2022
04 ELECTRICAL WORK | HARISH CHANDRA JADHAV ELECTRICALS | Fixing DB - Mkt | No. | 1 | No. | 1500 | 0 | 05 Feb 2022
04 ELECTRICAL WORK | TAHA ELECTRICALS | Fixing DB - Mkt | No. | 1 | No. | 600 | 0 | 10 Aug 2024
04 ELECTRICAL WORK | TAHA ELECTRICALS | Fixing DB - Mkt | No. | 1 | No. | 1000 | 0 | 18 May 2024
04 ELECTRICAL WORK | DS ELECTRICALS | Fixing DB - Mkt | No. | 1 | No. | 1000 | 0 | 09 Aug 2024
04 ELECTRICAL WORK | ARSENCON ENGINEERS PRIVATE LIMITED | Fixing- Modular RJ 45 | No. | 1 | No. | 125 | 0 | 02 Apr 2021
04 ELECTRICAL WORK | A.D. ASSOCIATES ELECTRICALS PVT LTD | Fixing- Modular RJ 45 | No. | 1 | No. | 200 | 0 | 06 Oct 2017
04 ELECTRICAL WORK | KANAD ELECTRICAL SERVICES | Flange End with Equilizer/ Shorting Plate (M) | No. | 1 | No. | 10333.46 | 0 | 10 Aug 2023
04 ELECTRICAL WORK | HARISH CHANDRA JADHAV ELECTRICALS | Flooring Box fixing-BC | No. | 1 | No. | 650 | 0 | 02 Feb 2024
04 ELECTRICAL WORK | LAXMI ELECTRICALS ENTERPRISES | Full round pipe | No. | 1 | No. | 60 | 0 | 30 Mar 2023
04 ELECTRICAL WORK | LAXMI ELECTRICALS ENTERPRISES | Full round pipe | No. | 1 | No. | 55 | 0 | 03 Jul 2023
04 ELECTRICAL WORK | HARISH CHANDRA JADHAV ELECTRICALS | G.I. Earthing Patti Laying Rate Diff | R.Ft | 1 | R.Ft | 15.24 | 0 | 16 Feb 2018
04 ELECTRICAL WORK | ARSENCON ENGINEERS PRIVATE LIMITED | G.I. Strip 25x3 fixing Rate Diff | Mtrs | 1 | Mtrs | 4.8 | 0 | 05 May 2023
04 ELECTRICAL WORK | ARSENCON ENGINEERS PRIVATE LIMITED | G.I. Strip 25x3 fixing. -UTI | Mtrs | 1 | Mtrs | 19.8 | 0 | 27 Apr 2023
04 ELECTRICAL WORK | ARSENCON ENGINEERS PRIVATE LIMITED | G.I. Strip 25x3 fixing. -UTI | Mtrs | 1 | Mtrs | 4.8 | 0 | 27 Apr 2023
04 ELECTRICAL WORK | A.D. ASSOCIATES ELECTRICALS PVT LTD | G.I. Strip 25x3 fixing. -UTI | Mtrs | 1 | Mtrs | 35 | 0 | 30 Jul 2020
04 ELECTRICAL WORK | ARSENCON ENGINEERS PRIVATE LIMITED | G.I. Strip 50 x 6 fixing Rate Diff | Mtrs | 1 | Mtrs | 13 | 0 | 05 May 2023
04 ELECTRICAL WORK | ARSENCON ENGINEERS PRIVATE LIMITED | G.I. Strip 50x6 fixing. -UTI | Mtrs | 1 | Mtrs | 58 | 0 | 27 Apr 2023
04 ELECTRICAL WORK | ARSENCON ENGINEERS PRIVATE LIMITED | G.I. Strip 50x6 fixing. -UTI | Mtrs | 1 | Mtrs | 13 | 0 | 27 Apr 2023
04 ELECTRICAL WORK | RAMKRISHNA ELECTRCAL | G.I.Barbed wire (L) | Kgs | 1 | Kgs | 30 | 0 | 15 Nov 2022
04 ELECTRICAL WORK | RAMKRISHNA ELECTRCAL | G.I.Barbed wire (M) | Kgs | 1 | Kgs | 75 | 0 | 15 Nov 2022
04 ELECTRICAL WORK | A.D. ASSOCIATES ELECTRICALS PVT LTD | G.I.Earthing Strip 50 x 6 mm (M) | Mtrs | 1 | Mtrs | 269.1 | 0 | 01 Feb 2024
04 ELECTRICAL WORK | RAMKRISHNA ELECTRCAL | G.I.Stay Wire (L) | Kgs | 1 | Kgs | 30 | 0 | 15 Nov 2022
04 ELECTRICAL WORK | RAMKRISHNA ELECTRCAL | G.I.Stay Wire (M) | Kgs | 1 | Kgs | 75 | 0 | 15 Nov 2022
04 ELECTRICAL WORK | AMFEW AND CO | Gas Charging | No. | 1 | No. | 2500 | 0 | 30 Nov 2019
04 ELECTRICAL WORK | NEPTUNE ENGINEERS | Gas Charging (L) | No. | 1 | No. | 213.2 | 0 | 24 Feb 2021
04 ELECTRICAL WORK | NEPTUNE ENGINEERS | Gas Charging (L). | Kgs | 1 | Kgs | 160 | 0 | 18 Mar 2021
04 ELECTRICAL WORK | NEPTUNE ENGINEERS | Gas Charging (M) | No. | 1 | No. | 852.8 | 0 | 24 Feb 2021
04 ELECTRICAL WORK | NEPTUNE ENGINEERS | Gas Charging (M). | Kgs | 1 | Kgs | 640 | 0 | 18 Mar 2021
04 ELECTRICAL WORK | AMFEW AND CO | Gas charging,Pressure testing- BC | No. | 1 | No. | 2500 | 0 | 30 Nov 2019
04 ELECTRICAL WORK | MAX AIRCON | Gas Charging. | Kgs | 1 | Kgs | 1050 | 0 | 28 May 2018
04 ELECTRICAL WORK | MAX AIRCON | Gas Charging. | Kgs | 1 | Kgs | 900 | 0 | 02 Nov 2019
04 ELECTRICAL WORK | NEPTUNE ENGINEERS | GI Ducting (L) | Sq.m. | 1 | Sq.m. | 168 | 0 | 11 Nov 2020
04 ELECTRICAL WORK | NEPTUNE ENGINEERS | GI Ducting (L) | Sq.m. | 1 | Sq.m. | 147 | 0 | 11 Nov 2020
04 ELECTRICAL WORK | NEPTUNE ENGINEERS | GI Ducting (M) | Sq.m. | 1 | Sq.m. | 672 | 0 | 11 Nov 2020
04 ELECTRICAL WORK | NEPTUNE ENGINEERS | GI Ducting (M) | Sq.m. | 1 | Sq.m. | 588 | 0 | 11 Nov 2020
04 ELECTRICAL WORK | LAXMI ELECTRICALS ENTERPRISES | GI Earthing patti 25 x 5mm(M+L) | No. | 1 | No. | 121 | 0 | 03 Jul 2023
04 ELECTRICAL WORK | LAXMI ELECTRICALS ENTERPRISES | GI Earthing Patti 25x 5 (m+l) | Mtrs | 1 | Mtrs | 121 | 0 | 03 Jul 2023
04 ELECTRICAL WORK | ADITI POWER CARE AND ENTERPRISES | GI Earthing Patti 25x3 (M) | Kgs | 1 | Kgs | 101.2 | 0 | 09 Apr 2024
04 ELECTRICAL WORK | ADITI POWER CARE AND ENTERPRISES | GI Earthing Patti 50 x 6mm (L) | Mtrs | 1 | Mtrs | 80 | 0 | 09 Apr 2024
04 ELECTRICAL WORK | A.D. ASSOCIATES ELECTRICALS PVT LTD | GI Earthing Patti 50 x 6mm (L) | Mtrs | 1 | Mtrs | 45 | 0 | 27 Aug 2019
04 ELECTRICAL WORK | A.D. ASSOCIATES ELECTRICALS PVT LTD | GI Earthing Patti 50 x 6mm (L) | Mtrs | 1 | Mtrs | 60 | 0 | 13 Feb 2024
04 ELECTRICAL WORK | A.D. ASSOCIATES ELECTRICALS PVT LTD | GI Earthing Patti 50 x 6mm (M) | Mtrs | 1 | Mtrs | 189.54 | 0 | 26 Aug 2019
04 ELECTRICAL WORK | ADITI POWER CARE AND ENTERPRISES | GI Earthing Patti 50 x 6mm (M) | Mtrs | 1 | Mtrs | 101.2 | 0 | 09 Apr 2024
04 ELECTRICAL WORK | ADITI POWER CARE AND ENTERPRISES | GI Earthing Patti 50x6 (M) | Kgs | 1 | Kgs | 101.2 | 0 | 24 May 2024
04 ELECTRICAL WORK | ADITI POWER CARE AND ENTERPRISES | GI Earthing Patti 50x6 (M) | Kgs | 1 | Kgs | 80 | 0 | 09 Apr 2024
04 ELECTRICAL WORK | ADITI POWER CARE AND ENTERPRISES | GI Earthing Patti 50x6 (M) | Kgs | 1 | Kgs | 101.2 | 0 | 09 Apr 2024
04 ELECTRICAL WORK | FIRST FIRE SERVICES | GI Perforated Tray 150 x 50mm | Mtrs | 1 | Mtrs | 990 | 0 | 07 Aug 2018
04 ELECTRICAL WORK | A.D. ASSOCIATES ELECTRICALS PVT LTD | GI Perforated Tray 150 x 50mm | Mtrs | 1 | Mtrs | 60 | 0 | 22 Sep 2017
04 ELECTRICAL WORK | A.D. ASSOCIATES ELECTRICALS PVT LTD | GI Perforated Tray 150 x 50mm | Mtrs | 1 | Mtrs | 342 | 0 | 28 Oct 2020
04 ELECTRICAL WORK | A.D. ASSOCIATES ELECTRICALS PVT LTD | GI Perforated Tray 300 x 50mm | Mtrs | 1 | Mtrs | 70 | 0 | 22 Sep 2017
04 ELECTRICAL WORK | A.D. ASSOCIATES ELECTRICALS PVT LTD | GI Perforated Tray 300 x 75mm | Mtrs | 1 | Mtrs | 599 | 0 | 28 Oct 2020
04 ELECTRICAL WORK | LAXMI ELECTRICALS ENTERPRISES | GI Strip 25 x 5mm (M+L) | Mtrs | 1 | Mtrs | 132 | 0 | 22 Jun 2023
04 ELECTRICAL WORK | LAXMI ELECTRICALS ENTERPRISES | GI Strip 25 x 5mm (M+L) | Mtrs | 1 | Mtrs | 121 | 0 | 03 Jul 2023
04 ELECTRICAL WORK | VAHAS TECHNO SOLUTIONS | GI Strip 25 x 6mm (L) | Mtrs | 1 | Mtrs | 135 | 0 | 09 Dec 2023
04 ELECTRICAL WORK | VAHAS TECHNO SOLUTIONS | GI Strip 25 x 6mm (M) | Mtrs | 1 | Mtrs | 158 | 0 | 09 Dec 2023
04 ELECTRICAL WORK | LAXMI ELECTRICALS ENTERPRISES | GI Strip fixing-(m+l)- BC | R.Ft | 1 | R.Ft | 132 | 0 | 21 Jun 2023
04 ELECTRICAL WORK | RAMKRISHNA ELECTRCAL | GI Wire 8/6 SWG (L) | Kgs | 1 | Kgs | 30 | 0 | 15 Nov 2022
04 ELECTRICAL WORK | RAMKRISHNA ELECTRCAL | GI Wire 8/6 SWG (M) | Kgs | 1 | Kgs | 75 | 0 | 15 Nov 2022
04 ELECTRICAL WORK | LAXMI ELECTRICALS ENTERPRISES | Gland Plate Hole Making (L) | No. | 1 | No. | 100 | 0 | 30 Mar 2023
04 ELECTRICAL WORK | LAXMI ELECTRICALS ENTERPRISES | Gland Plate Hole Making (L) | No. | 1 | No. | 100 | 0 | 03 Jul 2023
04 ELECTRICAL WORK | LAXMI ELECTRICALS | Gyser Point BC | No. | 1 | No. | 250 | 0 | 21 Mar 2023
04 ELECTRICAL WORK | P.L. VISHWAKARMA ELECTRICALS (FIRM) | Gyser Point BC | No. | 1 | No. | 600 | 0 | 06 Apr 2024
04 ELECTRICAL WORK | SAHOO ELECTRICAL | Gyser Point BC | No. | 1 | No. | 250 | 0 | 03 Sep 2022
04 ELECTRICAL WORK | A.D. ASSOCIATES ELECTRICALS PVT LTD | Gyser Point BC | No. | 1 | No. | 250 | 0 | 03 Sep 2022
04 ELECTRICAL WORK | DS ELECTRICALS | Gyser Point BC | No. | 1 | No. | 220 | 0 | 16 May 2020
04 ELECTRICAL WORK | RAMKRISHNA ELECTRCAL | H.T.Earthing Set (L) | No. | 1 | No. | 110 | 0 | 15 Nov 2022
04 ELECTRICAL WORK | RAMKRISHNA ELECTRCAL | H.T.Earthing Set (M) | No. | 1 | No. | 315 | 0 | 15 Nov 2022
04 ELECTRICAL WORK | RAMKRISHNA ELECTRCAL | H.T.Stay (L) | No. | 1 | No. | 540 | 0 | 15 Nov 2022
04 ELECTRICAL WORK | RAMKRISHNA ELECTRCAL | H.T.Stay (M) | No. | 1 | No. | 1450 | 0 | 15 Nov 2022
04 ELECTRICAL WORK | LAXMI ELECTRICALS ENTERPRISES | Half round pipe | No. | 1 | No. | 35 | 0 | 30 Mar 2023
04 ELECTRICAL WORK | LAXMI ELECTRICALS ENTERPRISES | Half round pipe | No. | 1 | No. | 36 | 0 | 01 Apr 2023
04 ELECTRICAL WORK | LAXMI ELECTRICALS ENTERPRISES | Half round pipe | No. | 1 | No. | 33 | 0 | 03 Jul 2023
04 ELECTRICAL WORK | A.D. ASSOCIATES ELECTRICALS PVT LTD | Halogen Light fitting- BC | No. | 1 | No. | 450 | 0 | 14 Feb 2024
04 ELECTRICAL WORK | LAXMI ELECTRICALS | Heat Detector | No. | 1 | No. | 225 | 0 | 21 Mar 2023
04 ELECTRICAL WORK | P.L. VISHWAKARMA ELECTRICALS | Helper - SM | No. | 1 | No. | 550 | 0 | 01 Oct 2022
04 ELECTRICAL WORK | A.D. ASSOCIATES ELECTRICALS PVT LTD | Holder | No. | 1 | No. | 32.18 | 0 | 01 Feb 2024
04 ELECTRICAL WORK | A.D. ASSOCIATES ELECTRICALS PVT LTD | Holder | No. | 1 | No. | 29.25 | 0 | 14 Feb 2024
04 ELECTRICAL WORK | ADITI POWER CARE AND ENTERPRISES | Hole Making | No. | 1 | No. | 50 | 0 | 29 May 2024
04 ELECTRICAL WORK | AUTOHOMES | Home Theatre Module, Integration & Application | No. | 1 | No. | 55000 | 0 | 03 Oct 2018
04 ELECTRICAL WORK | KANAD ELECTRICAL SERVICES | Horizontal Bend/Vertical Bend (M) | No. | 1 | No. | 4593.04 | 0 | 10 Aug 2023
04 ELECTRICAL WORK | KANAD ELECTRICAL SERVICES | Horizontal Fixing Clips (M) | set | 1 | set | 746.33 | 0 | 10 Aug 2023
04 ELECTRICAL WORK | LAXMI ELECTRICALS ENTERPRISES | HT Earthing Set (m+l) | No. | 1 | No. | 4800 | 0 | 30 Mar 2023
04 ELECTRICAL WORK | LAXMI ELECTRICALS ENTERPRISES | HT Earthing Set (m+l) | No. | 1 | No. | 4400 | 0 | 03 Jul 2023
04 ELECTRICAL WORK | A.D. ASSOCIATES ELECTRICALS PVT LTD | I/C 25A DP MCB(M) | No. | 1 | No. | 565.34 | 0 | 01 Feb 2024
04 ELECTRICAL WORK | A.D. ASSOCIATES ELECTRICALS PVT LTD | I/C 40A FP MCB (M) | No. | 1 | No. | 1523 | 0 | 09 Sep 2023
04 ELECTRICAL WORK | A.D. ASSOCIATES ELECTRICALS PVT LTD | I/C-40 A - 4P MCB | No. | 1 | No. | 1288 | 0 | 27 Apr 2021
04 ELECTRICAL WORK | A.D. ASSOCIATES ELECTRICALS PVT LTD | I/C-40A-4P-MCB (M) | No. | 1 | No. | 1472 | 0 | 23 Sep 2021
04 ELECTRICAL WORK | A.D. ASSOCIATES ELECTRICALS PVT LTD | I/C-63A-100m A-RCBO (M) | No. | 1 | No. | 3299 | 0 | 10 Dec 2020
04 ELECTRICAL WORK | A.D. ASSOCIATES ELECTRICALS PVT LTD | Incomer-125A MCCB (M) | No. | 1 | No. | 3527 | 0 | 09 Sep 2023
04 ELECTRICAL WORK | RAMKRISHNA ELECTRCAL | Indoor RMU (L) | No. | 1 | No. | 25000 | 0 | 15 Nov 2022
04 ELECTRICAL WORK | RAMKRISHNA ELECTRCAL | Indoor RMU (M) | No. | 1 | No. | 925000 | 0 | 15 Nov 2022
04 ELECTRICAL WORK | INFINITY AIR SOLUTIONS | Indoor Units - 0.8 TR Hi Wall | No. | 1 | No. | 2500 | 0 | 30 Oct 2018
04 ELECTRICAL WORK | INFINITY AIR SOLUTIONS | Indoor Units - 1.5 TR Hi Wall | No. | 1 | No. | 2500 | 0 | 30 Oct 2018
04 ELECTRICAL WORK | INFINITY AIR SOLUTIONS | Indoor Units - 2.0 TR Hi Wall | No. | 1 | No. | 2500 | 0 | 30 Oct 2018
04 ELECTRICAL WORK | NEPTUNE ENGINEERS | Inline Fan (L) | No. | 1 | No. | 500 | 0 | 16 Oct 2019
04 ELECTRICAL WORK | NEPTUNE ENGINEERS | Inline Fan (M) | No. | 1 | No. | 9000 | 0 | 16 Oct 2019
04 ELECTRICAL WORK | NEPTUNE ENGINEERS | Inline Fan (M) | No. | 1 | No. | 5700 | 0 | 16 Oct 2019
04 ELECTRICAL WORK | NEPTUNE ENGINEERS | Inline Fan (M) | No. | 1 | No. | 8600 | 0 | 16 Oct 2019
04 ELECTRICAL WORK | NEPTUNE ENGINEERS | Inline Fan (M) | No. | 1 | No. | 12300 | 0 | 16 Oct 2019
04 ELECTRICAL WORK | A.D. ASSOCIATES ELECTRICALS PVT LTD | Inst,test & Comm. Power Points | No. | 1 | No. | 700 | 0 | 27 Aug 2019
04 ELECTRICAL WORK | A.D. ASSOCIATES ELECTRICALS PVT LTD | Inst,test & Comm. Power Points | No. | 1 | No. | 250 | 0 | 27 Aug 2019
04 ELECTRICAL WORK | A.D. ASSOCIATES ELECTRICALS PVT LTD | Inst,test & Comm. Power Points | No. | 1 | No. | 450 | 0 | 13 Feb 2024
04 ELECTRICAL WORK | A.D. ASSOCIATES ELECTRICALS PVT LTD | Inst- Circuit Mains 2.5 & 1.5 Sqmm Cu Wires | No. | 1 | No. | 600 | 0 | 06 Nov 2018
04 ELECTRICAL WORK | VAISHALI ELECTRICAL | Inst. of Primary Light Point | No. | 1 | No. | 300 | 0 | 27 Dec 2022
04 ELECTRICAL WORK | VAISHALI ELECTRICAL | Inst. of Secondary Light Point | No. | 1 | No. | 200 | 0 | 27 Dec 2022
04 ELECTRICAL WORK | A.D. ASSOCIATES ELECTRICALS PVT LTD | Inst.-3 x 1.5 Sqmm Cu Wires | Mtrs | 1 | Mtrs | 25 | 0 | 06 Oct 2017
04 ELECTRICAL WORK | VAISHALI ELECTRICAL | Inst.-Mains 1.5 & 1.5 Sqmm Cu FRLS Wires - Mtrs | Mtrs | 1 | Mtrs | 40 | 0 | 24 Oct 2023
04 ELECTRICAL WORK | A.D. ASSOCIATES ELECTRICALS PVT LTD | Inst.-Mains 10 & 6 Sqmm Cu FRLS Wires | Mtrs | 1 | Mtrs | 80 | 0 | 06 Oct 2017
04 ELECTRICAL WORK | A.D. ASSOCIATES ELECTRICALS PVT LTD | Inst.-Mains 16 & 10 Sqmm Cu FRLS Wires | Mtrs | 1 | Mtrs | 100 | 0 | 06 Oct 2017
04 ELECTRICAL WORK | A.D. ASSOCIATES ELECTRICALS PVT LTD | Inst.-Mains 4 & 2.5 Sqmm Cu FRLS Wires | Mtrs | 1 | Mtrs | 35 | 0 | 06 Oct 2017
04 ELECTRICAL WORK | A.D. ASSOCIATES ELECTRICALS PVT LTD | Inst.-Mains 4 & 2.5 Sqmm Cu FRLS Wires | Mtrs | 1 | Mtrs | 50 | 0 | 06 Oct 2017
04 ELECTRICAL WORK | A.D. ASSOCIATES ELECTRICALS PVT LTD | Inst.-Mains 6 & 4 Sqmm Cu FRLS Wires | Mtrs | 1 | Mtrs | 40 | 0 | 06 Oct 2017
04 ELECTRICAL WORK | A.D. ASSOCIATES ELECTRICALS PVT LTD | Inst.-Mains 6 & 4 Sqmm Cu FRLS Wires | Mtrs | 1 | Mtrs | 60 | 0 | 06 Oct 2017
04 ELECTRICAL WORK | A.D. ASSOCIATES ELECTRICALS PVT LTD | Inst.-Submains 2.5 & 1.5 Sqmm Cu Wires | Mtrs | 1 | Mtrs | 30 | 0 | 06 Oct 2017
04 ELECTRICAL WORK | NEPTUNE ENGINEERS | Install. & Commissioning Indoor Units | No. | 1 | No. | 2100 | 0 | 12 Oct 2019
04 ELECTRICAL WORK | NEPTUNE ENGINEERS | Install. & Commissioning Indoor Units | No. | 1 | No. | 3200 | 0 | 12 Oct 2019
04 ELECTRICAL WORK | NEPTUNE ENGINEERS | Installation Charges | No. | 1 | No. | 500 | 0 | 16 Oct 2019
04 ELECTRICAL WORK | DACCESS SECURITY SYSTEMS PRIVATE LIMITED (CONTRACTOR) | Installation Charges | No. | 1 | No. | 8600 | 0 | 09 Nov 2019
04 ELECTRICAL WORK | AMFEW AND CO | Installation Charges | No. | 1 | No. | 1500 | 0 | 30 Nov 2019
04 ELECTRICAL WORK | A.D. ASSOCIATES ELECTRICALS PVT LTD | Installation Data System Point | No. | 1 | No. | 500 | 0 | 06 Nov 2018
04 ELECTRICAL WORK | A.D. ASSOCIATES ELECTRICALS PVT LTD | Installation Data System Point | No. | 1 | No. | 1000 | 0 | 22 Jan 2019
04 ELECTRICAL WORK | A.D. ASSOCIATES ELECTRICALS PVT LTD | Installation LED Tube | No. | 1 | No. | 200 | 0 | 06 Nov 2018
04 ELECTRICAL WORK | A.D. ASSOCIATES ELECTRICALS PVT LTD | Installation LED Tube | No. | 1 | No. | 100 | 0 | 27 Aug 2019
04 ELECTRICAL WORK | A.D. ASSOCIATES ELECTRICALS PVT LTD | Installation LED Tube | No. | 1 | No. | 200 | 0 | 23 Sep 2021
04 ELECTRICAL WORK | A.D. ASSOCIATES ELECTRICALS PVT LTD | Installation Main Cable (L) | No. | 1 | No. | 1375 | 0 | 27 Aug 2019
04 ELECTRICAL WORK | A.D. ASSOCIATES ELECTRICALS PVT LTD | Installation Main Cable (L) | No. | 1 | No. | 800 | 0 | 27 Aug 2019
04 ELECTRICAL WORK | A.D. ASSOCIATES ELECTRICALS PVT LTD | Installation of 100Watt Light Fixture | No. | 1 | No. | 475 | 0 | 14 Feb 2024
04 ELECTRICAL WORK | A.D. ASSOCIATES ELECTRICALS PVT LTD | Installation of Decorative Light Fixture | No. | 1 | No. | 275 | 0 | 14 Feb 2024
04 ELECTRICAL WORK | A.D. ASSOCIATES ELECTRICALS PVT LTD | Installation of Decorative Light Fixture (Ballon) | No. | 1 | No. | 475 | 0 | 14 Feb 2024
04 ELECTRICAL WORK | ATHARVA ENERGY SOLUTIONS | Installation of Fresh Air System | No. | 1 | No. | 15000 | 0 | 06 Sep 2017
04 ELECTRICAL WORK | A.D. ASSOCIATES ELECTRICALS PVT LTD | Installation of NeonLight,Tree Light & LED Strip | Mtrs | 1 | Mtrs | 20 | 0 | 14 Feb 2024
04 ELECTRICAL WORK | A.D. ASSOCIATES ELECTRICALS PVT LTD | Installation of Speaker,Woofer, HDMI Cable | Mtrs | 1 | Mtrs | 30 | 0 | 30 Jul 2020
04 ELECTRICAL WORK | P.L. VISHWAKARMA ELECTRICALS (FIRM) | Installation of SS Cabinet | No. | 1 | No. | 200 | 0 | 14 Jan 2021
04 ELECTRICAL WORK | A.D. ASSOCIATES ELECTRICALS PVT LTD | Installation Telephone System Point | No. | 1 | No. | 500 | 0 | 06 Nov 2018
04 ELECTRICAL WORK | FAST ELECTRODE | Installation Tercel ESE Lightning Arrestor system | Job | 1 | Job | 12000 | 0 | 29 Oct 2018
04 ELECTRICAL WORK | A.D. ASSOCIATES ELECTRICALS PVT LTD | Installation TV point | No. | 1 | No. | 500 | 0 | 06 Nov 2018
04 ELECTRICAL WORK | P.L. VISHWAKARMA ELECTRICALS (FIRM) | Internal Wiring | No. | 1 | No. | 48.5801 | 0 | 03 Nov 2018
04 ELECTRICAL WORK | P.L. VISHWAKARMA ELECTRICALS (FIRM) | Internal Wiring | No. | 1 | No. | 51.74 | 0 | 16 Jan 2019
04 ELECTRICAL WORK | RAJENDRA ELECTRICALS | Internal Wiring | No. | 1 | No. | 49.61 | 0 | 20 Feb 2017
04 ELECTRICAL WORK | P.L. VISHWAKARMA ELECTRICALS | Internal Wiring | No. | 1 | No. | 45 | 0 | 24 Aug 2016
04 ELECTRICAL WORK | P.L. VISHWAKARMA ELECTRICALS | Internal Wiring | No. | 1 | No. | 53.275 | 0 | 25 Aug 2016
04 ELECTRICAL WORK | HARISH CHANDRA JADHAV ELECTRICALS | Internal Wiring | No. | 1 | No. | 45 | 0 | 14 Jul 2016
04 ELECTRICAL WORK | HARISH CHANDRA JADHAV ELECTRICALS | Internal Wiring | No. | 1 | No. | 53.31 | 0 | 14 Jul 2016
04 ELECTRICAL WORK | HARISH CHANDRA JADHAV ELECTRICALS | Internal Wiring | No. | 1 | No. | 48.01 | 0 | 11 Aug 2016
04 ELECTRICAL WORK | HARISH CHANDRA JADHAV ELECTRICALS | Internal Wiring | No. | 1 | No. | 41.79 | 0 | 07 Oct 2016
04 ELECTRICAL WORK | HARISH CHANDRA JADHAV ELECTRICALS | Internal Wiring | No. | 1 | No. | 39.47 | 0 | 17 Jun 2017
04 ELECTRICAL WORK | HARISH CHANDRA JADHAV ELECTRICALS | Internal Wiring | No. | 1 | No. | 44.5 | 0 | 01 Jul 2017
04 ELECTRICAL WORK | HARISH CHANDRA JADHAV ELECTRICALS | Internal Wiring | No. | 1 | No. | 51.2275 | 0 | 29 Sep 2018
04 ELECTRICAL WORK | AUTOHOMES | Internet Setting | No. | 1 | No. | 3000 | 0 | 03 Oct 2018
04 ELECTRICAL WORK | AUTOHOMES | Interworking of Cat 6 Wire | No. | 1 | No. | 175 | 0 | 03 Oct 2018
04 ELECTRICAL WORK | RAJ ELECTRICAL SERVICES | Ip 65 Box Refixing | No. | 1 | No. | 350 | 0 | 21 Sep 2018
04 ELECTRICAL WORK | RAJ ELECTRICAL SERVICES | Ip 65 Box Refixing | No. | 1 | No. | 300 | 0 | 22 Oct 2018
04 ELECTRICAL WORK | A.D. ASSOCIATES ELECTRICALS PVT LTD | IP 65 Outdoor Box 3M | No. | 1 | No. | 285 | 0 | 28 Oct 2020
04 ELECTRICAL WORK | A.D. ASSOCIATES ELECTRICALS PVT LTD | ITC 16Amp power Socket | No. | 1 | No. | 700 | 0 | 06 Nov 2018
04 ELECTRICAL WORK | VAISHALI ELECTRICAL | ITC 16Amp power Socket | No. | 1 | No. | 425 | 0 | 29 Aug 2022
04 ELECTRICAL WORK | A.D. ASSOCIATES ELECTRICALS PVT LTD | ITC 6amp Power Socket Point | No. | 1 | No. | 350 | 0 | 06 Nov 2018
04 ELECTRICAL WORK | A.D. ASSOCIATES ELECTRICALS PVT LTD | ITC 6amp Power Socket Point | No. | 1 | No. | 300 | 0 | 06 Nov 2018
04 ELECTRICAL WORK | A.D. ASSOCIATES ELECTRICALS PVT LTD | ITC Plug Points (On Switch Board) | No. | 1 | No. | 250 | 0 | 06 Nov 2018
04 ELECTRICAL WORK | A.D. ASSOCIATES ELECTRICALS PVT LTD | Junction Box 1 Way (M) - | No. | 1 | No. | 18 | 0 | 26 Aug 2019
04 ELECTRICAL WORK | A.D. ASSOCIATES ELECTRICALS PVT LTD | Junction Box 1 Way (M) - | No. | 1 | No. | 12.29 | 0 | 28 Aug 2019
04 ELECTRICAL WORK | A.D. ASSOCIATES ELECTRICALS PVT LTD | Junction Box 1 Way (M) - | No. | 1 | No. | 23 | 0 | 27 Apr 2021
04 ELECTRICAL WORK | A.D. ASSOCIATES ELECTRICALS PVT LTD | Junction Box 1 Way (M) - | No. | 1 | No. | 17.95 | 0 | 03 May 2024
04 ELECTRICAL WORK | A.D. ASSOCIATES ELECTRICALS PVT LTD | Junction Box 2 Way (M) | No. | 1 | No. | 19 | 0 | 26 Aug 2019
04 ELECTRICAL WORK | A.D. ASSOCIATES ELECTRICALS PVT LTD | Junction Box 2 Way (M) | No. | 1 | No. | 12.58 | 0 | 28 Aug 2019
04 ELECTRICAL WORK | A.D. ASSOCIATES ELECTRICALS PVT LTD | Junction Box 2 Way (M) | No. | 1 | No. | 23 | 0 | 27 Apr 2021
04 ELECTRICAL WORK | A.D. ASSOCIATES ELECTRICALS PVT LTD | Junction Box 2 Way (M) | No. | 1 | No. | 19.31 | 0 | 01 Feb 2024
04 ELECTRICAL WORK | A.D. ASSOCIATES ELECTRICALS PVT LTD | Junction Box 2 Way (M) | No. | 1 | No. | 17.55 | 0 | 14 Feb 2024
04 ELECTRICAL WORK | A.D. ASSOCIATES ELECTRICALS PVT LTD | Junction Box 2 Way (M) | No. | 1 | No. | 18.25 | 0 | 03 May 2024
04 ELECTRICAL WORK | A.D. ASSOCIATES ELECTRICALS PVT LTD | Junction Box 3 Way (M) | No. | 1 | No. | 22 | 0 | 26 Aug 2019
04 ELECTRICAL WORK | A.D. ASSOCIATES ELECTRICALS PVT LTD | Junction Box 3 Way (M) | No. | 1 | No. | 16.97 | 0 | 28 Aug 2019
04 ELECTRICAL WORK | A.D. ASSOCIATES ELECTRICALS PVT LTD | Junction Box 3 Way (M) | No. | 1 | No. | 25 | 0 | 27 Apr 2021
04 ELECTRICAL WORK | A.D. ASSOCIATES ELECTRICALS PVT LTD | Junction Box 3 Way (M) | No. | 1 | No. | 22.2 | 0 | 01 Feb 2024
04 ELECTRICAL WORK | A.D. ASSOCIATES ELECTRICALS PVT LTD | Junction Box 3 Way (M) | No. | 1 | No. | 20.18 | 0 | 14 Feb 2024
04 ELECTRICAL WORK | A.D. ASSOCIATES ELECTRICALS PVT LTD | Junction Box 3 Way (M) | No. | 1 | No. | 20.99 | 0 | 03 May 2024
04 ELECTRICAL WORK | A.D. ASSOCIATES ELECTRICALS PVT LTD | Junction Box 4 Way (M) | No. | 1 | No. | 19.31 | 0 | 28 Aug 2019
04 ELECTRICAL WORK | A.D. ASSOCIATES ELECTRICALS PVT LTD | Junction Box 4 Way (M) | No. | 1 | No. | 29 | 0 | 27 Apr 2021
04 ELECTRICAL WORK | A.D. ASSOCIATES ELECTRICALS PVT LTD | Junction Box 4 Way (M) | No. | 1 | No. | 24.45 | 0 | 01 Feb 2024
04 ELECTRICAL WORK | A.D. ASSOCIATES ELECTRICALS PVT LTD | Junction Box 4 Way (M) | No. | 1 | No. | 22.23 | 0 | 14 Feb 2024
04 ELECTRICAL WORK | A.D. ASSOCIATES ELECTRICALS PVT LTD | Junction Box 4 Way (M) | No. | 1 | No. | 23.12 | 0 | 03 May 2024
04 ELECTRICAL WORK | HARISH CHANDRA JADHAV ELECTRICALS | Junction Box Fixing - DSL | No. | 1 | No. | 550 | 0 | 02 Feb 2024
04 ELECTRICAL WORK | A.D. ASSOCIATES ELECTRICALS PVT LTD | Junction Box fixing- BC | No. | 1 | No. | 150 | 0 | 30 Jul 2020
04 ELECTRICAL WORK | A.D. ASSOCIATES ELECTRICALS PVT LTD | Junction Box-1 Way (M) | No. | 1 | No. | 18.98 | 0 | 01 Feb 2024
04 ELECTRICAL WORK | A.D. ASSOCIATES ELECTRICALS PVT LTD | Junction Box-1 Way (M) | No. | 1 | No. | 17.26 | 0 | 14 Feb 2024
04 ELECTRICAL WORK | A.D. ASSOCIATES ELECTRICALS PVT LTD | Junction Box-2 Way (M) | No. | 1 | No. | 18.25 | 0 | 03 May 2024
04 ELECTRICAL WORK | A.D. ASSOCIATES ELECTRICALS PVT LTD | Key Pad Back Box fixing | No. | 1 | No. | 75 | 0 | 30 Jul 2020
04 ELECTRICAL WORK | LAXMI ELECTRICALS | Labour Charges. | No. | 1 | No. | 600 | 0 | 16 Dec 2022
04 ELECTRICAL WORK | CHETAN ELECTRICAL | Labour Lumpsum | No. | 1 | No. | 25000 | 0 | 15 Jun 2023
04 ELECTRICAL WORK | CHETAN ELECTRICAL | Labour Lumpsum | No. | 1 | No. | 22000 | 0 | 20 Jul 2023
04 ELECTRICAL WORK | CHETAN ELECTRICAL | Labour Lumpsum | No. | 1 | No. | 25000 | 0 | 15 Jun 2023
04 ELECTRICAL WORK | CHETAN ELECTRICAL | Labour Lumpsum | No. | 1 | No. | 25000 | 0 | 15 Jun 2023
04 ELECTRICAL WORK | ADITI POWER CARE AND ENTERPRISES | Labour Lumpsum | No. | 1 | No. | 2000 | 0 | 02 Apr 2024
04 ELECTRICAL WORK | ADITI POWER CARE AND ENTERPRISES | Labour Lumpsum | No. | 1 | No. | 2000 | 0 | 02 Apr 2024
04 ELECTRICAL WORK | HARISH CHANDRA JADHAV ELECTRICALS | Lamp Fixing | No. | 1 | No. | 80 | 0 | 10 May 2024
04 ELECTRICAL WORK | A.D. ASSOCIATES ELECTRICALS PVT LTD | LED Canopy Light 50 W (L) | No. | 1 | No. | 475 | 0 | 14 Feb 2024
04 ELECTRICAL WORK | A.D. ASSOCIATES ELECTRICALS PVT LTD | LED Canopy Light 50 W (M) | No. | 1 | No. | 3729.38 | 0 | 02 Feb 2024
04 ELECTRICAL WORK | A.D. ASSOCIATES ELECTRICALS PVT LTD | LED Concealed Linear Light fitting fixing | Mtrs | 1 | Mtrs | 275 | 0 | 30 Jul 2020
04 ELECTRICAL WORK | A.D. ASSOCIATES ELECTRICALS PVT LTD | LED Downlight Fitting | No. | 1 | No. | 275 | 0 | 30 Jul 2020
04 ELECTRICAL WORK | A.D. ASSOCIATES ELECTRICALS PVT LTD | LED Downlight Fitting | No. | 1 | No. | 400 | 0 | 01 Jun 2024
04 ELECTRICAL WORK | A.D. ASSOCIATES ELECTRICALS PVT LTD | LED Downlight Fitting | No. | 1 | No. | 200 | 0 | 23 Sep 2021
04 ELECTRICAL WORK | A.D. ASSOCIATES ELECTRICALS PVT LTD | LED Downlight Fitting | No. | 1 | No. | 250 | 0 | 23 Sep 2021
04 ELECTRICAL WORK | RAJ ELECTRICAL SERVICES | LED Driver Removing & Fixing Work | No. | 1 | No. | 60 | 0 | 29 Apr 2019
04 ELECTRICAL WORK | P.L. VISHWAKARMA ELECTRICALS (FIRM) | LED Light Fitting | No. | 1 | No. | 150 | 0 | 14 Jan 2021
04 ELECTRICAL WORK | P.L. VISHWAKARMA ELECTRICALS (FIRM) | LED Light Fitting | No. | 1 | No. | 250 | 0 | 22 Mar 2021
04 ELECTRICAL WORK | LAXMI ELECTRICALS | LED Light Fitting | No. | 1 | No. | 100 | 0 | 24 Oct 2023
04 ELECTRICAL WORK | P.L. VISHWAKARMA ELECTRICALS (FIRM) | LED Light Removing | No. | 1 | No. | 250 | 0 | 22 Mar 2021
04 ELECTRICAL WORK | A.D. ASSOCIATES ELECTRICALS PVT LTD | LED panel Light-15W (Round)-3000K (L) | No. | 1 | No. | 275 | 0 | 14 Feb 2024
04 ELECTRICAL WORK | A.D. ASSOCIATES ELECTRICALS PVT LTD | LED panel Light-15W (Round)-3000K (M) | No. | 1 | No. | 1093.95 | 0 | 02 Feb 2024
04 ELECTRICAL WORK | RAJ ELECTRICAL SERVICES | LED Point- BCE | No. | 1 | No. | 260 | 0 | 21 Sep 2018
04 ELECTRICAL WORK | RAJ ELECTRICAL SERVICES | LED Point- BCE | No. | 1 | No. | 130 | 0 | 22 Oct 2018
04 ELECTRICAL WORK | RAJ ELECTRICAL SERVICES | LED Strip & Profile Patti Fixing | R.Ft | 1 | R.Ft | 50 | 0 | 21 Sep 2018
04 ELECTRICAL WORK | RAJ ELECTRICAL SERVICES | LED Strip & Profile Patti Fixing | R.Ft | 1 | R.Ft | 40 | 0 | 22 Oct 2018
04 ELECTRICAL WORK | RAJ ELECTRICAL SERVICES | LED Strip & Profile Patti Fixing | R.Ft | 1 | R.Ft | 25 | 0 | 29 Apr 2019
04 ELECTRICAL WORK | VAISHALI ELECTRICAL | LED Strip (Dot less) (M) | Mtrs | 1 | Mtrs | 165 | 0 | 12 Apr 2021
04 ELECTRICAL WORK | A.D. ASSOCIATES ELECTRICALS PVT LTD | LED Strip (Normal) (L) | Mtrs | 1 | Mtrs | 90 | 0 | 01 Jun 2024
04 ELECTRICAL WORK | VAISHALI ELECTRICAL | LED Strip (Normal) (M) | Mtrs | 1 | Mtrs | 120 | 0 | 12 Apr 2021
04 ELECTRICAL WORK | A.D. ASSOCIATES ELECTRICALS PVT LTD | LED Strip fitting- BC | Mtrs | 1 | Mtrs | 50 | 0 | 06 Nov 2018
04 ELECTRICAL WORK | VAISHALI ELECTRICAL | LED Strip Fixing | R.Ft | 1 | R.Ft | 42 | 0 | 12 Apr 2021
04 ELECTRICAL WORK | P.L. VISHWAKARMA ELECTRICALS (FIRM) | LED Strip Light | No. | 1 | No. | 680 | 0 | 14 Jan 2021
04 ELECTRICAL WORK | A.D. ASSOCIATES ELECTRICALS PVT LTD | Lf-Led Recessed downlight 12W-3000K (L) | No. | 1 | No. | 275 | 0 | 14 Feb 2024
04 ELECTRICAL WORK | A.D. ASSOCIATES ELECTRICALS PVT LTD | Lf-Led Recessed downlight 12W-3000K (M) | No. | 1 | No. | 1093.95 | 0 | 02 Feb 2024
04 ELECTRICAL WORK | RAMKRISHNA ELECTRCAL | Liasoning Services- | No. | 1 | No. | 150000 | 0 | 15 Nov 2022
04 ELECTRICAL WORK | TAHA ELECTRICALS | Lift Cable Laying | No. | 1 | No. | 16000 | 0 | 18 May 2024
04 ELECTRICAL WORK | HARISH CHANDRA JADHAV ELECTRICALS | Lift Cable Laying | No. | 1 | No. | 6000 | 0 | 06 Feb 2023
04 ELECTRICAL WORK | AMFEW AND CO | Lift Repair & Maintenance | No. | 1 | No. | 995762.712 | 0 | 30 Nov 2019
04 ELECTRICAL WORK | ARSENCON ENGINEERS PRIVATE LIMITED | Light Fitting BC | No. | 1 | No. | 200 | 0 | 30 Jan 2024
04 ELECTRICAL WORK | LAXMI ELECTRICALS | Light Fitting Fixing | No. | 1 | No. | 100 | 0 | 13 Mar 2023
04 ELECTRICAL WORK | VAISHALI ELECTRICAL | Light Fitting Fixing | No. | 1 | No. | 300 | 0 | 27 Dec 2022
04 ELECTRICAL WORK | VAISHALI ELECTRICAL | Light Fitting Fixing | No. | 1 | No. | 150 | 0 | 28 Dec 2022
04 ELECTRICAL WORK | RAJ ELECTRICAL SERVICES | Light Fitting fixing & Silicon Filling | No. | 1 | No. | 300 | 0 | 21 Sep 2018
04 ELECTRICAL WORK | RAJ ELECTRICAL SERVICES | Light Fitting fixing & Silicon Filling | No. | 1 | No. | 200 | 0 | 14 Mar 2019
04 ELECTRICAL WORK | RAJ ELECTRICAL SERVICES | Light Fitting Removing | No. | 1 | No. | 40 | 0 | 20 Oct 2018
04 ELECTRICAL WORK | SANTOSH ELECTRICALS | Light Fitting Removing | No. | 1 | No. | 100 | 0 | 20 Nov 2020
04 ELECTRICAL WORK | A.D. ASSOCIATES ELECTRICALS PVT LTD | Light Fitting Removing | No. | 1 | No. | 5000 | 0 | 27 Aug 2019
04 ELECTRICAL WORK | A.D. ASSOCIATES ELECTRICALS PVT LTD | Light Fitting Removing | No. | 1 | Job | 10000 | 0 | 27 Aug 2019
04 ELECTRICAL WORK | RAJ ELECTRICAL SERVICES | Light Fitting Removing & Fixing | No. | 1 | No. | 100 | 0 | 21 Sep 2018
04 ELECTRICAL WORK | RAJ ELECTRICAL SERVICES | Light Fitting Removing & Fixing | No. | 1 | No. | 40 | 0 | 14 Mar 2019
04 ELECTRICAL WORK | RAJ ELECTRICAL SERVICES | Light Fitting Removing & Fixing | No. | 1 | No. | 60 | 0 | 29 Apr 2019
04 ELECTRICAL WORK | RAJ ELECTRICAL SERVICES | Light Point (2.5 sqmm Cable) | No. | 1 | No. | 260 | 0 | 26 Apr 2018
04 ELECTRICAL WORK | RAJ ELECTRICAL SERVICES | Light Point (2.5 sqmm Cable) | No. | 1 | No. | 234 | 0 | 26 Apr 2018
04 ELECTRICAL WORK | VAISHALI ELECTRICAL | Light Point - DSP | No. | 1 | No. | 150 | 0 | 29 Aug 2022
04 ELECTRICAL WORK | TAHA ELECTRICALS | LIght Point - Mkt | No. | 1 | No. | 250 | 0 | 10 Aug 2024
04 ELECTRICAL WORK | P.L. VISHWAKARMA ELECTRICALS (FIRM) | LIght Point - Mkt | No. | 1 | No. | 680 | 0 | 14 Jan 2021
04 ELECTRICAL WORK | P.L. VISHWAKARMA ELECTRICALS (FIRM) | LIght Point - Mkt | No. | 1 | No. | 340 | 0 | 14 Jan 2021
04 ELECTRICAL WORK | LAXMI ELECTRICALS | LIght Point - Mkt | No. | 1 | No. | 265 | 0 | 24 Oct 2023
04 ELECTRICAL WORK | P.L. VISHWAKARMA ELECTRICALS (FIRM) | Light Point - SOS | No. | 1 | No. | 200 | 0 | 21 Jul 2021
04 ELECTRICAL WORK | LAXMI ELECTRICALS | Light Point BC | No. | 1 | No. | 225 | 0 | 21 Mar 2023
04 ELECTRICAL WORK | RAJ ELECTRICAL SERVICES | Light Point Shifting | No. | 1 | No. | 210 | 0 | 21 Sep 2018
04 ELECTRICAL WORK | RAJ ELECTRICAL SERVICES | Light Point Shifting | No. | 1 | No. | 105 | 0 | 22 Oct 2018
04 ELECTRICAL WORK | ARSENCON ENGINEERS PRIVATE LIMITED | Light Track Fitting | Mtrs | 1 | Mtrs | 170 | 0 | 28 Jun 2023
04 ELECTRICAL WORK | VAHAS TECHNO SOLUTIONS | Lighting Event Counter (L) | No. | 1 | No. | 550 | 0 | 09 Dec 2023
04 ELECTRICAL WORK | VAHAS TECHNO SOLUTIONS | Lighting Event Counter (M) | No. | 1 | No. | 13245.75 | 0 | 09 Dec 2023
04 ELECTRICAL WORK | RAJ ELECTRICAL SERVICES | Linear Light Fitting & Fixing | No. | 1 | No. | 100 | 0 | 21 Sep 2018
04 ELECTRICAL WORK | RAJ ELECTRICAL SERVICES | Linear Light Fitting & Fixing | No. | 1 | No. | 80 | 0 | 20 Oct 2018
04 ELECTRICAL WORK | RAJ ELECTRICAL SERVICES | Linear Light Fitting & Fixing | No. | 1 | No. | 250 | 0 | 07 Jan 2020
04 ELECTRICAL WORK | NEPTUNE ENGINEERS | Logic Control Panel (L) | No. | 1 | No. | 38000 | 0 | 20 Jun 2019
04 ELECTRICAL WORK | NEPTUNE ENGINEERS | Logic Control Panel (M) | No. | 1 | No. | 152000 | 0 | 20 Jun 2019
04 ELECTRICAL WORK | LAXMI ELECTRICALS ENTERPRISES | LT Earthing Set (m+l) | No. | 1 | No. | 4800 | 0 | 30 Mar 2023
04 ELECTRICAL WORK | LAXMI ELECTRICALS ENTERPRISES | LT Earthing Set (m+l) | No. | 1 | No. | 4400 | 0 | 03 Jul 2023
04 ELECTRICAL WORK | ADITI POWER CARE AND ENTERPRISES | M.S. Plate (M+L) | No. | 1 | No. | 4400 | 0 | 02 Apr 2024
04 ELECTRICAL WORK | AMFEW AND CO | M.S. Stand | No. | 1 | No. | 650 | 0 | 30 Nov 2019
04 ELECTRICAL WORK | MAX AIRCON | M.S. Stand | No. | 1 | No. | 3000 | 0 | 02 Nov 2019
04 ELECTRICAL WORK | RAMKRISHNA ELECTRCAL | M.S.Flat (L) | Kgs | 1 | Kgs | 30 | 0 | 15 Nov 2022
04 ELECTRICAL WORK | RAMKRISHNA ELECTRCAL | M.S.Flat (M) | Kgs | 1 | Kgs | 70 | 0 | 15 Nov 2022
04 ELECTRICAL WORK | A.D. ASSOCIATES ELECTRICALS PVT LTD | Main Line Cable Work (L) | No. | 1 | No. | 1200 | 0 | 28 Apr 2021
04 ELECTRICAL WORK | A.D. ASSOCIATES ELECTRICALS PVT LTD | Main Line Cable Work (L) | No. | 1 | No. | 800 | 0 | 28 Apr 2021
04 ELECTRICAL WORK | HARISH CHANDRA JADHAV ELECTRICALS | Main Line Electrical work (L) | No. | 1 | No. | 2500 | 0 | 18 Feb 2023
04 ELECTRICAL WORK | HARISH CHANDRA JADHAV ELECTRICALS | Main Line Wiring Bldg to Main Meter | No. | 1 | No. | 1575 | 0 | 01 Aug 2017
04 ELECTRICAL WORK | HARISH CHANDRA JADHAV ELECTRICALS | Main Line Wiring Bldg to Main Meter | No. | 1 | No. | 1750 | 0 | 01 Aug 2017
04 ELECTRICAL WORK | P.L. VISHWAKARMA ELECTRICALS | Main Line Wiring Bldg to Main Meter | No. | 1 | No. | 5950 | 0 | 12 Apr 2023
04 ELECTRICAL WORK | P.L. VISHWAKARMA ELECTRICALS (FIRM) | Main Line Wiring Bldg to Main Meter | No. | 1 | No. | 1575 | 0 | 02 Aug 2017
04 ELECTRICAL WORK | P.L. VISHWAKARMA ELECTRICALS (FIRM) | Main Line Wiring Bldg to Main Meter | No. | 1 | No. | 1750 | 0 | 02 Aug 2017
04 ELECTRICAL WORK | P.L. VISHWAKARMA ELECTRICALS (FIRM) | Main Line Wiring Bldg to Main Meter | No. | 1 | No. | 1925 | 0 | 02 Aug 2017
04 ELECTRICAL WORK | DS ELECTRICALS | Main Line Wiring Bldg to Main Meter | No. | 1 | No. | 1575 | 0 | 07 Jan 2019
04 ELECTRICAL WORK | P.L. VISHWAKARMA ELECTRICALS (FIRM) | Mains Wire 2 R x 2.5 Sqmm | Mtrs | 1 | Mtrs | 125 | 0 | 14 Jan 2021
04 ELECTRICAL WORK | RAJ ELECTRICAL SERVICES | MCB Channel Patti Fixing | No. | 1 | No. | 100 | 0 | 13 Mar 2019
04 ELECTRICAL WORK | A.D. ASSOCIATES ELECTRICALS PVT LTD | MCB Removing work (L) | No. | 1 | No. | 120 | 0 | 27 Aug 2019
04 ELECTRICAL WORK | P.L. VISHWAKARMA ELECTRICALS (FIRM) | MCB Single Pole | No. | 1 | No. | 100 | 0 | 06 Apr 2024
04 ELECTRICAL WORK | A.D. ASSOCIATES ELECTRICALS PVT LTD | MCCB 200A FP,25kA with busbar (L) | No. | 1 | No. | 2750 | 0 | 09 Sep 2023
04 ELECTRICAL WORK | A.D. ASSOCIATES ELECTRICALS PVT LTD | MCCB 200A FP,25kA with busbar (M) | No. | 1 | No. | 28080 | 0 | 09 Sep 2023
04 ELECTRICAL WORK | A.D. ASSOCIATES ELECTRICALS PVT LTD | MCCB 200A FP,25kA with busbar (M) | No. | 1 | No. | 40950 | 0 | 09 Sep 2023
04 ELECTRICAL WORK | A.D. ASSOCIATES ELECTRICALS PVT LTD | MCCB 250A FP,25kA with enclosure (L) | No. | 1 | No. | 2750 | 0 | 09 Sep 2023
04 ELECTRICAL WORK | A.D. ASSOCIATES ELECTRICALS PVT LTD | MCCB 250A FP,25kA with enclosure (M) | No. | 1 | No. | 28080 | 0 | 09 Sep 2023
04 ELECTRICAL WORK | LAXMI ELECTRICALS | MCCB Enclosure 350Amp Fixing | No. | 1 | No. | 1500 | 0 | 20 Feb 2020
04 ELECTRICAL WORK | LAXMI ELECTRICALS | MCCB Enclosure Removing (L) | No. | 1 | No. | 200 | 0 | 20 Feb 2020
04 ELECTRICAL WORK | RAJ ELECTRICAL SERVICES | Metalbox Refixing TV Unit | No. | 1 | No. | 350 | 0 | 21 Sep 2018
04 ELECTRICAL WORK | RAJ ELECTRICAL SERVICES | Metalbox Refixing TV Unit | No. | 1 | No. | 300 | 0 | 22 Oct 2018
04 ELECTRICAL WORK | CHETAN ELECTRICAL | Meter Cabin Sanction | No. | 1 | No. | 40000 | 0 | 09 Jan 2023
04 ELECTRICAL WORK | GARGI INFRATECH | Meter Cabin Sanction | No. | 1 | No. | 35000 | 0 | 15 Jun 2023
04 ELECTRICAL WORK | GARGI INFRATECH | Meter Cabin Sanction | No. | 1 | No. | 30000 | 0 | 19 Jul 2023
04 ELECTRICAL WORK | GARGI INFRATECH | Meter Cabin Sanction | No. | 1 | No. | 29000 | 0 | 20 Jul 2023
04 ELECTRICAL WORK | RAJENDRA ELECTRICALS | Meter Connection for Testing | No. | 1 | No. | 9.922 | 0 | 20 Feb 2017
04 ELECTRICAL WORK | P.L. VISHWAKARMA ELECTRICALS (FIRM) | Meter Connection for Testing | No. | 1 | No. | 9.716 | 0 | 03 Nov 2018
04 ELECTRICAL WORK | P.L. VISHWAKARMA ELECTRICALS (FIRM) | Meter Connection for Testing | No. | 1 | No. | 10.349 | 0 | 16 Jan 2019
04 ELECTRICAL WORK | P.L. VISHWAKARMA ELECTRICALS | Meter Connection for Testing | No. | 1 | No. | 9 | 0 | 24 Aug 2016
04 ELECTRICAL WORK | P.L. VISHWAKARMA ELECTRICALS | Meter Connection for Testing | No. | 1 | No. | 10.655 | 0 | 25 Aug 2016
04 ELECTRICAL WORK | HARISH CHANDRA JADHAV ELECTRICALS | Meter Connection for Testing | No. | 1 | No. | 9 | 0 | 14 Jul 2016
04 ELECTRICAL WORK | HARISH CHANDRA JADHAV ELECTRICALS | Meter Connection for Testing | No. | 1 | No. | 10.66 | 0 | 14 Jul 2016
04 ELECTRICAL WORK | HARISH CHANDRA JADHAV ELECTRICALS | Meter Connection for Testing | No. | 1 | No. | 9.6 | 0 | 11 Aug 2016
04 ELECTRICAL WORK | HARISH CHANDRA JADHAV ELECTRICALS | Meter Connection for Testing | No. | 1 | No. | 8.36 | 0 | 07 Oct 2016
04 ELECTRICAL WORK | HARISH CHANDRA JADHAV ELECTRICALS | Meter Connection for Testing | No. | 1 | No. | 7.89 | 0 | 17 Jun 2017
04 ELECTRICAL WORK | HARISH CHANDRA JADHAV ELECTRICALS | Meter Connection for Testing | No. | 1 | No. | 5.56 | 0 | 01 Jul 2017
04 ELECTRICAL WORK | HARISH CHANDRA JADHAV ELECTRICALS | Meter Connection for Testing | No. | 1 | No. | 10.2455 | 0 | 29 Sep 2018
04 ELECTRICAL WORK | ARSENCON ENGINEERS PRIVATE LIMITED | Meter Fixing -BCo | No. | 1 | No. | 1000 | 0 | 04 Nov 2022
04 ELECTRICAL WORK | CHETAN ELECTRICAL | Meter NOC (PWD) | No. | 1 | No. | 2500 | 0 | 09 Jan 2023
04 ELECTRICAL WORK | CHETAN ELECTRICAL | Meter NOC (PWD) | No. | 1 | No. | 4000 | 0 | 09 Jan 2023
04 ELECTRICAL WORK | ADITI POWER CARE AND ENTERPRISES | Meter Panel (L) | No. | 1 | No. | 3000 | 0 | 03 Apr 2024
04 ELECTRICAL WORK | RAMKRISHNA ELECTRCAL | Meter Panel (M) | No. | 1 | No. | 112000 | 0 | 28 Oct 2023
04 ELECTRICAL WORK | RAMKRISHNA ELECTRCAL | Meter Panel (M) | No. | 1 | No. | 91500 | 0 | 28 Oct 2023
04 ELECTRICAL WORK | RAMKRISHNA ELECTRCAL | Meter Panel (M) | No. | 1 | No. | 145000 | 0 | 28 Oct 2023
04 ELECTRICAL WORK | RAMKRISHNA ELECTRCAL | Meter Panel (M) | No. | 1 | No. | 105000 | 0 | 28 Oct 2023
04 ELECTRICAL WORK | RAMKRISHNA ELECTRCAL | Meter Panel (M) (Rate Difference) | No. | 1 | No. | 11000 | 0 | 28 Oct 2023
04 ELECTRICAL WORK | RAMKRISHNA ELECTRCAL | Meter Panel (M) (Rate Difference) | No. | 1 | No. | 150000 | 0 | 28 Oct 2023
04 ELECTRICAL WORK | RAMKRISHNA ELECTRCAL | Meter Panel (M) (Rate Difference) | No. | 1 | No. | 8000 | 0 | 28 Oct 2023
04 ELECTRICAL WORK | HARISH CHANDRA JADHAV ELECTRICALS | Meter Room RCCB, Busbar,Wiring, Earthing | No. | 1 | No. | 1350 | 0 | 01 Aug 2017
04 ELECTRICAL WORK | HARISH CHANDRA JADHAV ELECTRICALS | Meter Room RCCB, Busbar,Wiring, Earthing | No. | 1 | No. | 1500 | 0 | 01 Aug 2017
04 ELECTRICAL WORK | P.L. VISHWAKARMA ELECTRICALS | Meter Room RCCB, Busbar,Wiring, Earthing | No. | 1 | No. | 5100 | 0 | 12 Apr 2023
04 ELECTRICAL WORK | P.L. VISHWAKARMA ELECTRICALS (FIRM) | Meter Room RCCB, Busbar,Wiring, Earthing | No. | 1 | No. | 1350 | 0 | 02 Aug 2017
04 ELECTRICAL WORK | P.L. VISHWAKARMA ELECTRICALS (FIRM) | Meter Room RCCB, Busbar,Wiring, Earthing | No. | 1 | No. | 1500 | 0 | 02 Aug 2017
04 ELECTRICAL WORK | P.L. VISHWAKARMA ELECTRICALS (FIRM) | Meter Room RCCB, Busbar,Wiring, Earthing | No. | 1 | No. | 1650 | 0 | 02 Aug 2017
04 ELECTRICAL WORK | DS ELECTRICALS | Meter Room RCCB, Busbar,Wiring, Earthing | No. | 1 | No. | 1350 | 0 | 07 Jan 2019
04 ELECTRICAL WORK | ARSENCON ENGINEERS PRIVATE LIMITED | Meter Shifting & Installation | No. | 1 | No. | 1000 | 0 | 21 Oct 2022
04 ELECTRICAL WORK | NEPTUNE ENGINEERS | Mixed flow type Inline Fan (m+l) | No. | 1 | No. | 11060 | 0 | 21 Nov 2017
04 ELECTRICAL WORK | NEPTUNE ENGINEERS | Mixed flow type Inline Fan (m+l) | No. | 1 | No. | 8400 | 0 | 21 Nov 2017
04 ELECTRICAL WORK | NEPTUNE ENGINEERS | Mixed flow type Inline Fan (m+l) | No. | 1 | No. | 13625 | 0 | 21 Nov 2017
04 ELECTRICAL WORK | A.D. ASSOCIATES ELECTRICALS PVT LTD | MMCB enclosure (M) | No. | 1 | No. | 3414 | 0 | 10 Dec 2020
04 ELECTRICAL WORK | A.D. ASSOCIATES ELECTRICALS PVT LTD | MMCB enclosure (M) | No. | 1 | No. | 2148 | 0 | 27 Apr 2021
04 ELECTRICAL WORK | A.D. ASSOCIATES ELECTRICALS PVT LTD | MMCB enclosure (M) | No. | 1 | No. | 3815 | 0 | 27 Apr 2021
04 ELECTRICAL WORK | A.D. ASSOCIATES ELECTRICALS PVT LTD | MMCB enclosure (M) | No. | 1 | No. | 1922 | 0 | 10 Dec 2020
04 ELECTRICAL WORK | A.D. ASSOCIATES ELECTRICALS PVT LTD | MMCB enclosure (M) | No. | 1 | No. | 10710 | 0 | 10 Dec 2020
04 ELECTRICAL WORK | A.D. ASSOCIATES ELECTRICALS PVT LTD | MMCB enclosure (M) | No. | 1 | No. | 5175 | 0 | 10 Dec 2020
04 ELECTRICAL WORK | AUTOHOMES | Module Wifi Control Board | No. | 1 | No. | 1700 | 0 | 04 Jun 2018
04 ELECTRICAL WORK | SHIV ELECTRICAL ENGINEERS AND CONTRACTORS | Mounting Clamp | No. | 1 | No. | 425 | 0 | 26 Feb 2024
04 ELECTRICAL WORK | RAMKRISHNA ELECTRCAL | MS Angle 50 x 50 x 6mm(L) | Kgs | 1 | Kgs | 30 | 0 | 15 Nov 2022
04 ELECTRICAL WORK | RAMKRISHNA ELECTRCAL | MS Angle 50 x 50 x 6mm(M) | Kgs | 1 | Kgs | 65 | 0 | 15 Nov 2022
04 ELECTRICAL WORK | RAMKRISHNA ELECTRCAL | MS Channel. (L) | Kgs | 1 | Kgs | 30 | 0 | 15 Nov 2022
04 ELECTRICAL WORK | RAMKRISHNA ELECTRCAL | MS Channel. (M) | Kgs | 1 | Kgs | 65 | 0 | 15 Nov 2022
04 ELECTRICAL WORK | RAJ ELECTRICAL SERVICES | Natural Patti Fixing | No. | 1 | No. | 100 | 0 | 13 Mar 2019
04 ELECTRICAL WORK | MAX AIRCON | Nitrogen Testing & Vacuuming | No. | 1 | No. | 1000 | 0 | 16 May 2018
04 ELECTRICAL WORK | MAX AIRCON | Nitrogen Testing & Vacuuming | No. | 1 | No. | 3000 | 0 | 02 Nov 2019
04 ELECTRICAL WORK | UNITED AIR CONDITIONER & REFRIGERATION | Nitrogen Testing & Vacuuming | No. | 1 | No. | 200 | 0 | 25 Feb 2019
04 ELECTRICAL WORK | AMFEW AND CO | Nitrogen Testing & Vacuuming | No. | 1 | No. | 3000 | 0 | 09 Nov 2019
04 ELECTRICAL WORK | A.D. ASSOCIATES ELECTRICALS PVT LTD | O/G 16A SP MCB (M) | No. | 1 | No. | 158 | 0 | 09 Sep 2023
04 ELECTRICAL WORK | A.D. ASSOCIATES ELECTRICALS PVT LTD | O/G 40A-TPN-MCB (M) | No. | 1 | No. | 1324 | 0 | 10 Dec 2020
04 ELECTRICAL WORK | A.D. ASSOCIATES ELECTRICALS PVT LTD | O/P 16A SP MCB (L) | No. | 1 | No. | 132 | 0 | 27 Apr 2021
04 ELECTRICAL WORK | A.D. ASSOCIATES ELECTRICALS PVT LTD | O/P 16A SP MCB (M) | No. | 1 | No. | 151 | 0 | 23 Sep 2021
04 ELECTRICAL WORK | A.D. ASSOCIATES ELECTRICALS PVT LTD | O/P 16A SP MCB (M) | No. | 1 | No. | 234 | 0 | 01 Feb 2024
04 ELECTRICAL WORK | A.D. ASSOCIATES ELECTRICALS PVT LTD | O/P-40ATP-MCB (M) | No. | 1 | No. | 1411 | 0 | 23 Sep 2021
04 ELECTRICAL WORK | NEPTUNE ENGINEERS | ODU Wiring (M+L) | No. | 1 | No. | 1350 | 0 | 19 Dec 2019
04 ELECTRICAL WORK | KANAD ELECTRICAL SERVICES | Offset & Elbow (M) | No. | 1 | No. | 9184.91 | 0 | 10 Aug 2023
04 ELECTRICAL WORK | NEPTUNE ENGINEERS | Outdoor Unit-22 HP (L) | No. | 1 | No. | 18000 | 0 | 13 Oct 2019
04 ELECTRICAL WORK | NEPTUNE ENGINEERS | Outdoor Unit-6 HP (L) | No. | 1 | No. | 6000 | 0 | 13 Oct 2019
04 ELECTRICAL WORK | A.D. ASSOCIATES ELECTRICALS PVT LTD | Outgoing-10A-SP-MCB | No. | 1 | No. | 132 | 0 | 27 Apr 2021
04 ELECTRICAL WORK | A.D. ASSOCIATES ELECTRICALS PVT LTD | Outgoing-32A,SP,MCBs-15No (M) | No. | 1 | No. | 163 | 0 | 09 Sep 2023
04 ELECTRICAL WORK | A.D. ASSOCIATES ELECTRICALS PVT LTD | Outgoing-32A,TP,MCBs-1No (M) | No. | 1 | No. | 841 | 0 | 09 Sep 2023
04 ELECTRICAL WORK | A.D. ASSOCIATES ELECTRICALS PVT LTD | Outgoing-32A,TP,MCBs-1No (M) | No. | 1 | No. | 885.32 | 0 | 01 Feb 2024
04 ELECTRICAL WORK | ARSENCON ENGINEERS PRIVATE LIMITED | Panel Fixing (L) | No. | 1 | No. | 4000 | 0 | 04 Nov 2022
04 ELECTRICAL WORK | ADITI POWER CARE AND ENTERPRISES | Panel Fixing (L) | No. | 1 | No. | 3000 | 0 | 27 May 2024
04 ELECTRICAL WORK | NISAR AHMAD ANSARI | Panel Light | No. | 1 | No. | 250 | 0 | 23 Mar 2021
04 ELECTRICAL WORK | NISAR AHMAD ANSARI | Panel Light | No. | 1 | No. | 150 | 0 | 23 Mar 2021
04 ELECTRICAL WORK | ARSENCON ENGINEERS PRIVATE LIMITED | Perforated Tray (L) | Mtrs | 1 | Mtrs | 148 | 0 | 01 Apr 2021
04 ELECTRICAL WORK | ARSENCON ENGINEERS PRIVATE LIMITED | Perforated Tray (L) | Mtrs | 1 | Mtrs | 175 | 0 | 01 Apr 2021
04 ELECTRICAL WORK | ARSENCON ENGINEERS PRIVATE LIMITED | Perforated Tray (L) | Mtrs | 1 | Mtrs | 55 | 0 | 01 Apr 2021
04 ELECTRICAL WORK | ARSENCON ENGINEERS PRIVATE LIMITED | Perforated Tray (L) | Mtrs | 1 | Mtrs | 65 | 0 | 01 Apr 2021
04 ELECTRICAL WORK | ARSENCON ENGINEERS PRIVATE LIMITED | Perforated Tray (L) | Mtrs | 1 | Mtrs | 75 | 0 | 01 Apr 2021
04 ELECTRICAL WORK | ARSENCON ENGINEERS PRIVATE LIMITED | Perforated Tray (L) | Mtrs | 1 | Mtrs | 80 | 0 | 01 Apr 2021
04 ELECTRICAL WORK | ARSENCON ENGINEERS PRIVATE LIMITED | Perforated Tray (L) | Mtrs | 1 | Mtrs | 95 | 0 | 01 Apr 2021
04 ELECTRICAL WORK | ARSENCON ENGINEERS PRIVATE LIMITED | Perforated Tray (L) | Mtrs | 1 | Mtrs | 132 | 0 | 01 Apr 2021
04 ELECTRICAL WORK | A.D. ASSOCIATES ELECTRICALS PVT LTD | Perforated Tray (L) | Mtrs | 1 | Mtrs | 65 | 0 | 27 Apr 2021
04 ELECTRICAL WORK | A.D. ASSOCIATES ELECTRICALS PVT LTD | Perforated Tray (L) | Mtrs | 1 | Mtrs | 85 | 0 | 27 Apr 2021
04 ELECTRICAL WORK | A.D. ASSOCIATES ELECTRICALS PVT LTD | Perforated Tray (M) | Mtrs | 1 | Mtrs | 293 | 0 | 27 Apr 2021
04 ELECTRICAL WORK | A.D. ASSOCIATES ELECTRICALS PVT LTD | Perforated Tray (M) | Mtrs | 1 | Mtrs | 410 | 0 | 27 Apr 2021
04 ELECTRICAL WORK | LAXMI ELECTRICALS ENTERPRISES | Pit Excavation - BC | No. | 1 | No. | 1200 | 0 | 21 Jun 2023
04 ELECTRICAL WORK | LAXMI ELECTRICALS ENTERPRISES | Pit Excavation - BC | No. | 1 | No. | 1100 | 0 | 03 Jul 2023
04 ELECTRICAL WORK | HARISH CHANDRA JADHAV ELECTRICALS | Plate Fitting | No. | 1 | No. | 60 | 0 | 11 Dec 2021
04 ELECTRICAL WORK | KANAD ELECTRICAL SERVICES | Plug in point (M) | No. | 1 | No. | 7317.94 | 0 | 10 Aug 2023
04 ELECTRICAL WORK | LAXMI ELECTRICALS | Plug Point - Mkt | No. | 1 | No. | 265 | 0 | 24 Oct 2023
04 ELECTRICAL WORK | ADITI POWER CARE AND ENTERPRISES | Pole fixing - UTI | No. | 1 | No. | 5000 | 0 | 02 Apr 2024
04 ELECTRICAL WORK | NEPTUNE ENGINEERS | Power Cabling (L) | Mtrs | 1 | Mtrs | 26 | 0 | 13 Oct 2019
04 ELECTRICAL WORK | NEPTUNE ENGINEERS | Power Cabling (M) | Mtrs | 1 | Mtrs | 104 | 0 | 13 Oct 2019
04 ELECTRICAL WORK | SAHOO ELECTRICAL | Power Point (2.5 & 1.5 Sqmm) | No. | 1 | No. | 220 | 0 | 29 Jun 2018
04 ELECTRICAL WORK | A.D. ASSOCIATES ELECTRICALS PVT LTD | Power Point (2.5 & 1.5 Sqmm) | No. | 1 | No. | 250 | 0 | 27 Aug 2019
04 ELECTRICAL WORK | A.D. ASSOCIATES ELECTRICALS PVT LTD | Power Point (2.5 & 1.5 Sqmm) | No. | 1 | No. | 450 | 0 | 28 Oct 2020
04 ELECTRICAL WORK | A.D. ASSOCIATES ELECTRICALS PVT LTD | Power Point (4 Sqmm) | No. | 1 | No. | 600 | 0 | 22 Sep 2017
04 ELECTRICAL WORK | A.D. ASSOCIATES ELECTRICALS PVT LTD | Power Point (4 Sqmm) | No. | 1 | No. | 950 | 0 | 06 Oct 2017
04 ELECTRICAL WORK | A.D. ASSOCIATES ELECTRICALS PVT LTD | Power Point (Looping) | No. | 1 | No. | 250 | 0 | 22 Sep 2017
04 ELECTRICAL WORK | LAXMI ELECTRICALS | Power Point - DSP | No. | 1 | No. | 350 | 0 | 24 Oct 2023
04 ELECTRICAL WORK | DS ELECTRICALS | Power Point -BC | No. | 1 | No. | 220 | 0 | 16 May 2020
04 ELECTRICAL WORK | LAXMI ELECTRICALS | Power Point BC | No. | 1 | No. | 250 | 0 | 21 Mar 2023
04 ELECTRICAL WORK | A.D. ASSOCIATES ELECTRICALS PVT LTD | Power POINTS 16 A Socket & Switch.(L) | No. | 1 | No. | 600 | 0 | 14 Feb 2024
04 ELECTRICAL WORK | A.D. ASSOCIATES ELECTRICALS PVT LTD | Power POINTS 5 A Socket & Switch.(L) | No. | 1 | No. | 250 | 0 | 14 Feb 2024
04 ELECTRICAL WORK | A.D. ASSOCIATES ELECTRICALS PVT LTD | Power POINTS 6 A Socket Switch.(L) | No. | 1 | No. | 300 | 0 | 14 Feb 2024
04 ELECTRICAL WORK | NEPTUNE ENGINEERS | Pressure test after joining Cable-UTI | No. | 1 | No. | 22000 | 0 | 13 Oct 2019
04 ELECTRICAL WORK | NEPTUNE ENGINEERS | Pressure test after joining Cable-UTI | No. | 1 | No. | 8000 | 0 | 13 Oct 2019
04 ELECTRICAL WORK | VAISHALI ELECTRICAL | primary light point from DB | No. | 1 | No. | 300 | 0 | 21 Dec 2021
04 ELECTRICAL WORK | SANTOSH ELECTRICALS | Primary Light Points (Controlled by MCB) | No. | 1 | No. | 850 | 0 | 19 Aug 2020
04 ELECTRICAL WORK | SAHOO ELECTRICAL | Primary Light Pt. (Controlled by Sw. Board) | No. | 1 | No. | 200 | 0 | 28 Jun 2018
04 ELECTRICAL WORK | A.D. ASSOCIATES ELECTRICALS PVT LTD | Primary Light Pt. (Controlled by Sw. Board) | No. | 1 | No. | 250 | 0 | 22 Sep 2017
04 ELECTRICAL WORK | A.D. ASSOCIATES ELECTRICALS PVT LTD | Primary Light Pt. (Controlled by Sw. Board) | No. | 1 | No. | 300 | 0 | 27 Apr 2021
04 ELECTRICAL WORK | LAXMI ELECTRICALS | Primary Point (L) | No. | 1 | No. | 300 | 0 | 02 Mar 2023
04 ELECTRICAL WORK | DS ELECTRICALS | Primary Point Controlled by MCB (L) | No. | 1 | No. | 200 | 0 | 16 May 2020
04 ELECTRICAL WORK | A.D. ASSOCIATES ELECTRICALS PVT LTD | Primary Point Controlled by MCB (L) | No. | 1 | No. | 800 | 0 | 28 Aug 2019
04 ELECTRICAL WORK | VAISHALI ELECTRICAL | Profile Patti 12mm (M) | Mtrs | 1 | Mtrs | 135 | 0 | 12 Apr 2021
04 ELECTRICAL WORK | VAISHALI ELECTRICAL | Profile Patti 17mm (M) | Mtrs | 1 | Mtrs | 80 | 0 | 12 Apr 2021
04 ELECTRICAL WORK | VAISHALI ELECTRICAL | Profile Removing (L) | R.Ft | 1 | R.Ft | 60 | 0 | 12 Apr 2021
04 ELECTRICAL WORK | RAJ ELECTRICAL SERVICES | PVC Box Fixing | No. | 1 | No. | 100 | 0 | 21 Sep 2018
04 ELECTRICAL WORK | RAJ ELECTRICAL SERVICES | PVC Box Fixing | No. | 1 | No. | 50 | 0 | 22 Oct 2018
04 ELECTRICAL WORK | GLOTECH FIRE ENGINEERS | PVC Box Fixing | No. | 1 | No. | 95 | 0 | 20 Oct 2018
04 ELECTRICAL WORK | RAJENDRA ELECTRICALS | PVC Conducting Slab & RCC Wall | No. | 1 | No. | 69.454 | 0 | 20 Feb 2017
04 ELECTRICAL WORK | P.L. VISHWAKARMA ELECTRICALS (FIRM) | PVC Conducting Slab & RCC Wall | No. | 1 | No. | 68.0121 | 0 | 03 Nov 2018
04 ELECTRICAL WORK | P.L. VISHWAKARMA ELECTRICALS (FIRM) | PVC Conducting Slab & RCC Wall | No. | 1 | No. | 72.44 | 0 | 16 Jan 2019
04 ELECTRICAL WORK | P.L. VISHWAKARMA ELECTRICALS | PVC Conducting Slab & RCC Wall | No. | 1 | No. | 63 | 0 | 24 Aug 2016
04 ELECTRICAL WORK | P.L. VISHWAKARMA ELECTRICALS | PVC Conducting Slab & RCC Wall | No. | 1 | No. | 74.585 | 0 | 25 Aug 2016
04 ELECTRICAL WORK | HARISH CHANDRA JADHAV ELECTRICALS | PVC Conducting Slab & RCC Wall | No. | 1 | No. | 74.64 | 0 | 14 Jul 2016
04 ELECTRICAL WORK | HARISH CHANDRA JADHAV ELECTRICALS | PVC Conducting Slab & RCC Wall | No. | 1 | No. | 71.7185 | 0 | 29 Sep 2018
04 ELECTRICAL WORK | HARISH CHANDRA JADHAV ELECTRICALS | PVC Conducting Slab & RCC Wall | No. | 1 | No. | 63 | 0 | 14 Jul 2016
04 ELECTRICAL WORK | ARSENCON ENGINEERS PRIVATE LIMITED | PVC Conduit (L) | Mtrs | 1 | Mtrs | 60 | 0 | 01 Apr 2021
04 ELECTRICAL WORK | ARSENCON ENGINEERS PRIVATE LIMITED | PVC Conduit (L) | Mtrs | 1 | Mtrs | 70 | 0 | 01 Apr 2021
04 ELECTRICAL WORK | ARSENCON ENGINEERS PRIVATE LIMITED | PVC Conduit (L) | Mtrs | 1 | Mtrs | 95 | 0 | 01 Apr 2021
04 ELECTRICAL WORK | ARSENCON ENGINEERS PRIVATE LIMITED | PVC Conduit (L) | Mtrs | 1 | Mtrs | 115 | 0 | 01 Apr 2021
04 ELECTRICAL WORK | ARSENCON ENGINEERS PRIVATE LIMITED | PVC Conduit (L) | Mtrs | 1 | Mtrs | 90 | 0 | 01 Apr 2021
04 ELECTRICAL WORK | ARSENCON ENGINEERS PRIVATE LIMITED | PVC Conduit (L) | Mtrs | 1 | Mtrs | 100 | 0 | 01 Apr 2021
04 ELECTRICAL WORK | ARSENCON ENGINEERS PRIVATE LIMITED | PVC Conduit (L) | Mtrs | 1 | Mtrs | 50 | 0 | 01 Apr 2021
04 ELECTRICAL WORK | A.D. ASSOCIATES ELECTRICALS PVT LTD | PVC Conduit (M) | Mtrs | 1 | Mtrs | 9.73 | 0 | 03 May 2024
04 ELECTRICAL WORK | A.D. ASSOCIATES ELECTRICALS PVT LTD | PVC Conduit Bend-(M)-BC | No. | 1 | No. | 8 | 0 | 26 Aug 2019
04 ELECTRICAL WORK | A.D. ASSOCIATES ELECTRICALS PVT LTD | PVC Conduit Bend-(M)-BC | No. | 1 | No. | 8.48 | 0 | 28 Aug 2019
04 ELECTRICAL WORK | GLOTECH FIRE ENGINEERS | PVC Conduit Pipe (M+L) | Mtrs | 1 | Mtrs | 32 | 0 | 20 Oct 2018
04 ELECTRICAL WORK | A.D. ASSOCIATES ELECTRICALS PVT LTD | PVC Conduit Pipe(M)-BC | Mtrs | 1 | Mtrs | 26 | 0 | 26 Aug 2019
04 ELECTRICAL WORK | KAMAL FIRE FIGHTING SYSTEM | PVC Conduit Piping (L) | Mtrs | 1 | Mtrs | 10 | 0 | 09 Jun 2020
04 ELECTRICAL WORK | NEPTUNE ENGINEERS | PVC Conduit Piping (L) | Mtrs | 1 | Mtrs | 4 | 0 | 20 Jun 2019
04 ELECTRICAL WORK | NEPTUNE ENGINEERS | PVC Conduit Piping (L) | Mtrs | 1 | Mtrs | 10 | 0 | 11 Nov 2020
04 ELECTRICAL WORK | NEPTUNE ENGINEERS | PVC Conduit Piping (L) | Mtrs | 1 | Mtrs | 8 | 0 | 11 Nov 2020
04 ELECTRICAL WORK | NEPTUNE ENGINEERS | PVC Conduit Piping (M) | Mtrs | 1 | Mtrs | 16 | 0 | 20 Jun 2019
04 ELECTRICAL WORK | KAMAL FIRE FIGHTING SYSTEM (MATERIAL) | PVC Conduit Piping (M) | Mtrs | 1 | Mtrs | 15 | 0 | 09 Jun 2020
04 ELECTRICAL WORK | A.D. ASSOCIATES ELECTRICALS PVT LTD | PVC Conduit Piping (M) | Mtrs | 1 | Mtrs | 30 | 0 | 27 Apr 2021
04 ELECTRICAL WORK | A.D. ASSOCIATES ELECTRICALS PVT LTD | PVC Copper wire 6sqmm | Mtrs | 1 | Mtrs | 10 | 0 | 15 Oct 2018
04 ELECTRICAL WORK | A.D. ASSOCIATES ELECTRICALS PVT LTD | PVC Enclosure Box (L) | No. | 1 | No. | 100 | 0 | 27 Aug 2019
04 ELECTRICAL WORK | A.D. ASSOCIATES ELECTRICALS PVT LTD | PVC Enclosure Box (M) | No. | 1 | No. | 315.9 | 0 | 26 Aug 2019
04 ELECTRICAL WORK | NEPTUNE ENGINEERS | PVC Pipe wth fittng for Exhaust system | Mtrs | 1 | Mtrs | 300 | 0 | 21 Nov 2017 | 0
04 ELECTRICAL WORK | NEPTUNE ENGINEERS | PVC Pipe wth fittng for Exhaust system | Mtrs | 1 | Mtrs | 225 | 0 | 21 Nov 2017
04 ELECTRICAL WORK | NEPTUNE ENGINEERS | PVC Pipe wth fittng for Exhaust system | Mtrs | 1 | Mtrs | 295 | 0 | 25 Nov 2017
04 ELECTRICAL WORK | NEPTUNE ENGINEERS | PVC Pipe wth fittng for Exhaust system | Mtrs | 1 | Mtrs | 160 | 0 | 25 Nov 2017
04 ELECTRICAL WORK | A.D. ASSOCIATES ELECTRICALS PVT LTD | PVC Trunking 100x100 | Mtrs | 1 | Mtrs | 90 | 0 | 30 Jul 2020
04 ELECTRICAL WORK | A.D. ASSOCIATES ELECTRICALS PVT LTD | PVC Trunking 100x50 | Mtrs | 1 | Mtrs | 90 | 0 | 30 Jul 2020
04 ELECTRICAL WORK | MADHURA AIR CONDITIONING & REFRIGERATION | R4 10 Gas | Kgs | 1 | Kgs | 750 | 0 | 18 Dec 2020
04 ELECTRICAL WORK | AGS TECHNOLOGIES INDIA PRIVATE LIMITED (Material) | Rate Diff. GI C Class Pipe 100 mm dia. | Mtrs | 1 | Mtrs | 501 | 0 | 13 May 2021
04 ELECTRICAL WORK | AGS TECHNOLOGIES INDIA PRIVATE LIMITED (Material) | Rate Diff. GI C Class Pipe 150 mm dia. | Mtrs | 1 | Mtrs | 744 | 0 | 13 May 2021
04 ELECTRICAL WORK | AGS TECHNOLOGIES INDIA PRIVATE LIMITED (Material) | Rate Diff. GI C Class Pipe 25 mm dia. | Mtrs | 1 | Mtrs | 127 | 0 | 13 May 2021
04 ELECTRICAL WORK | AGS TECHNOLOGIES INDIA PRIVATE LIMITED (Material) | Rate Diff. GI C Class Pipe 32 mm dia. | Mtrs | 1 | Mtrs | 161 | 0 | 13 May 2021
04 ELECTRICAL WORK | AGS TECHNOLOGIES INDIA PRIVATE LIMITED (Material) | Rate Diff. GI C Class Pipe 40 mm dia. | Mtrs | 1 | Mtrs | 187 | 0 | 13 May 2021
04 ELECTRICAL WORK | AGS TECHNOLOGIES INDIA PRIVATE LIMITED (Material) | Rate Diff. GI C Class Pipe 50 mm dia. | Mtrs | 1 | Mtrs | 267 | 0 | 13 May 2021
04 ELECTRICAL WORK | AGS TECHNOLOGIES INDIA PRIVATE LIMITED (Material) | Rate Diff. GI C Class Pipe 65 mm dia. | Mtrs | 1 | Mtrs | 282 | 0 | 13 May 2021
04 ELECTRICAL WORK | AGS TECHNOLOGIES INDIA PRIVATE LIMITED (Material) | Rate Diff. GI C Class Pipe 80 mm dia. | Mtrs | 1 | Mtrs | 347 | 0 | 13 May 2021
04 ELECTRICAL WORK | A.D. ASSOCIATES ELECTRICALS PVT LTD | Receesed Light 3000K-1200mm (L) | No. | 1 | No. | 300 | 0 | 14 Feb 2024
04 ELECTRICAL WORK | A.D. ASSOCIATES ELECTRICALS PVT LTD | Receesed Light 3000K-1200mm (M) | No. | 1 | No. | 3296.77 | 0 | 02 Feb 2024
04 ELECTRICAL WORK | RAMKRISHNA ELECTRCAL | Red Oxide Paint (L) | Ltrs | 1 | Ltrs | 50 | 0 | 15 Nov 2022
04 ELECTRICAL WORK | RAMKRISHNA ELECTRCAL | Red Oxide Paint (M) | Ltrs | 1 | Ltrs | 200 | 0 | 15 Nov 2022
04 ELECTRICAL WORK | NEPTUNE ENGINEERS | Refrigernat Piping | Mtrs | 1 | Mtrs | 1250 | 0 | 13 Oct 2019
04 ELECTRICAL WORK | MAX AIRCON | Refrigernat Piping | Mtrs | 1 | Mtrs | 1100 | 0 | 02 Nov 2019
04 ELECTRICAL WORK | A.D. ASSOCIATES ELECTRICALS PVT LTD | Reinstall 150mm Perforated Cable Tray | Mtrs | 1 | Mtrs | 95 | 0 | 23 Sep 2021
04 ELECTRICAL WORK | A.D. ASSOCIATES ELECTRICALS PVT LTD | Reinstall 300mm Perforated Cable Tray | Mtrs | 1 | Mtrs | 120 | 0 | 23 Sep 2021
04 ELECTRICAL WORK | ADITI POWER CARE AND ENTERPRISES | Removal Of Pole - UTI | No. | 1 | No. | 2200 | 0 | 02 Apr 2024
04 ELECTRICAL WORK | NEPTUNE ENGINEERS | Removing & Reinstall Split AC | No. | 1 | No. | 3900 | 0 | 19 Dec 2019
04 ELECTRICAL WORK | A.D. ASSOCIATES ELECTRICALS PVT LTD | Removing & Reinstallation of 5HP Starter Panel | No. | 1 | No. | 500 | 0 | 13 Feb 2024
04 ELECTRICAL WORK | LAXMI ELECTRICALS | Removing 3.5Cx120sqmm Alum. Armd Cable | Mtrs | 1 | Mtrs | 20 | 0 | 16 Mar 2020
04 ELECTRICAL WORK | LAXMI ELECTRICALS | Removing 3.5Cx70sqmm Alum. Armd Cable | Mtrs | 1 | Mtrs | 20 | 0 | 16 Mar 2020
04 ELECTRICAL WORK | A.D. ASSOCIATES ELECTRICALS PVT LTD | Removing of 2R x 6 + 1R x 4 Sq.mm Cu.Wire | Mtrs | 1 | Mtrs | 50 | 0 | 09 Sep 2023
04 ELECTRICAL WORK | A.D. ASSOCIATES ELECTRICALS PVT LTD | Removing of 3.5C x 120 Sq.mm Alu Arm Cable | Mtrs | 1 | Mtrs | 90 | 0 | 13 Feb 2024
04 ELECTRICAL WORK | A.D. ASSOCIATES ELECTRICALS PVT LTD | Removing of 3.5C x 35 Sq.mm Alu. Arm Cable | Mtrs | 1 | Mtrs | 100 | 0 | 09 Sep 2023
04 ELECTRICAL WORK | A.D. ASSOCIATES ELECTRICALS PVT LTD | Removing of 3.5C x 35 Sq.mm Alu. Arm Cable | Mtrs | 1 | Mtrs | 50 | 0 | 13 Feb 2024
04 ELECTRICAL WORK | A.D. ASSOCIATES ELECTRICALS PVT LTD | Removing of 3C x 6 Sq.mm Copper Arm Cable | Mtrs | 1 | Mtrs | 70 | 0 | 09 Sep 2023
04 ELECTRICAL WORK | A.D. ASSOCIATES ELECTRICALS PVT LTD | Removing of 4C x 16 sq.mm Alu Arm Cable | Mtrs | 1 | Mtrs | 30 | 0 | 13 Feb 2024
04 ELECTRICAL WORK | A.D. ASSOCIATES ELECTRICALS PVT LTD | Removing of 4C x 4 Sq.mm Copper Armored Cable | Mtrs | 1 | Mtrs | 80 | 0 | 09 Sep 2023
04 ELECTRICAL WORK | MADHURA AIR CONDITIONING & REFRIGERATION | Removing of AC Machine | No. | 1 | No. | 10000 | 0 | 18 Dec 2020
04 ELECTRICAL WORK | A.D. ASSOCIATES ELECTRICALS PVT LTD | Removing of NeonLight,Tree Light & LED Strip | Mtrs | 1 | Mtrs | 20 | 0 | 14 Feb 2024
04 ELECTRICAL WORK | AMFEW AND CO | Removing work.-SOS | No. | 1 | No. | 500 | 0 | 30 Nov 2019
04 ELECTRICAL WORK | A.D. ASSOCIATES ELECTRICALS PVT LTD | Removing,Shifting & Reinstallation of Main AC Panel | No. | 1 | No. | 9000 | 0 | 13 Feb 2024
04 ELECTRICAL WORK | A.D. ASSOCIATES ELECTRICALS PVT LTD | RG-6 Cable (M) | Mtrs | 1 | Mtrs | 14 | 0 | 26 Aug 2019
04 ELECTRICAL WORK | A.D. ASSOCIATES ELECTRICALS PVT LTD | RJ 45 Data Socket (M) | No. | 1 | No. | 306.49 | 0 | 05 Nov 2018
04 ELECTRICAL WORK | A.D. ASSOCIATES ELECTRICALS PVT LTD | RJ 6 TV Cable | Mtrs | 1 | Mtrs | 20 | 0 | 28 Oct 2020
04 ELECTRICAL WORK | A.D. ASSOCIATES ELECTRICALS PVT LTD | RJ11 Telephone Socket (M) | No. | 1 | No. | 84.85 | 0 | 05 Nov 2018
04 ELECTRICAL WORK | A.D. ASSOCIATES ELECTRICALS PVT LTD | RJ11 Telephone Socket (M) | No. | 1 | No. | 84 | 0 | 26 Aug 2019
04 ELECTRICAL WORK | A.D. ASSOCIATES ELECTRICALS PVT LTD | RJ11 Telephone Socket (M) | No. | 1 | No. | 97.34 | 0 | 28 Aug 2019
04 ELECTRICAL WORK | A.D. ASSOCIATES ELECTRICALS PVT LTD | RJ11 Telephone Socket (M) | No. | 1 | No. | 101 | 0 | 24 Oct 2020
04 ELECTRICAL WORK | LAXMI ELECTRICALS | RMU 22 KV 3 in / 4out (L) | No. | 1 | No. | 8000 | 0 | 23 Jan 2021
04 ELECTRICAL WORK | LAXMI ELECTRICALS | RMU 22 kV 3 in/ 2 out (L) | No. | 1 | No. | 5000 | 0 | 23 Jan 2021
04 ELECTRICAL WORK | LAXMI ELECTRICALS | RMU Fixing 1in/1Out (L) | No. | 1 | No. | 3000 | 0 | 05 Sep 2017
04 ELECTRICAL WORK | LAXMI ELECTRICALS | RMU Fixing 2in/1Out (L) | No. | 1 | No. | 4500 | 0 | 05 Sep 2017
04 ELECTRICAL WORK | LAXMI ELECTRICALS | RMU Fixing 2in/2Out (L) | No. | 1 | No. | 6000 | 0 | 05 Sep 2017
04 ELECTRICAL WORK | LAXMI ELECTRICALS ENTERPRISES | RMU Installation | No. | 1 | No. | 7000 | 0 | 30 Mar 2023
04 ELECTRICAL WORK | LAXMI ELECTRICALS | RMU Touch proof joint 300 sqmm - No. | No. | 1 | No. | 2500 | 0 | 23 Jan 2021
04 ELECTRICAL WORK | LAXMI ELECTRICALS | RMU Touch proof joint 95 sqmm | No. | 1 | No. | 2500 | 0 | 23 Jan 2021
04 ELECTRICAL WORK | RAMKRISHNA ELECTRCAL | Rolled Steel Joist Pole(L) | No. | 1 | No. | 5000 | 0 | 15 Nov 2022
04 ELECTRICAL WORK | RAMKRISHNA ELECTRCAL | Rolled Steel Joist Pole(M) | No. | 1 | No. | 15000 | 0 | 15 Nov 2022
04 ELECTRICAL WORK | KANAD ELECTRICAL SERVICES | Rubber bellow (M) | No. | 1 | No. | 10578.75 | 0 | 10 Aug 2023
04 ELECTRICAL WORK | A.D. ASSOCIATES ELECTRICALS PVT LTD | Rubber Mats (L) | Sq.m. | 1 | Sq.m. | 75 | 0 | 14 Feb 2024
04 ELECTRICAL WORK | A.D. ASSOCIATES ELECTRICALS PVT LTD | Rubber Mats (M) | Sq.m. | 1 | Sq.m. | 1474 | 0 | 01 Feb 2024
04 ELECTRICAL WORK | LAXMI ELECTRICALS | secondary light point | No. | 1 | No. | 135 | 0 | 24 Oct 2023
04 ELECTRICAL WORK | LAXMI ELECTRICALS | secondary light point | No. | 1 | No. | 112 | 0 | 13 Mar 2023
04 ELECTRICAL WORK | VAISHALI ELECTRICAL | secondary light point | No. | 1 | No. | 200 | 0 | 21 Dec 2021
04 ELECTRICAL WORK | VAISHALI ELECTRICAL | Secondary Light Points (Looping) | No. | 1 | No. | 200 | 0 | 22 Dec 2021
04 ELECTRICAL WORK | SAHOO ELECTRICAL | Secondary Light Points (Looping) | No. | 1 | No. | 67 | 0 | 28 Jun 2018
04 ELECTRICAL WORK | DS ELECTRICALS | Secondary Light Points (Looping) | No. | 1 | No. | 100 | 0 | 16 May 2020
04 ELECTRICAL WORK | A.D. ASSOCIATES ELECTRICALS PVT LTD | Secondary Light Points (Looping) | No. | 1 | No. | 100 | 0 | 27 Aug 2019
04 ELECTRICAL WORK | A.D. ASSOCIATES ELECTRICALS PVT LTD | Secondary Light Points (Looping) | No. | 1 | No. | 250 | 0 | 29 Oct 2020
04 ELECTRICAL WORK | A.D. ASSOCIATES ELECTRICALS PVT LTD | Secondary Light Points controlled by MCB | No. | 1 | No. | 250 | 0 | 29 Jul 2020
04 ELECTRICAL WORK | A.D. ASSOCIATES ELECTRICALS PVT LTD | Secondary Light Points controlled by MCB | No. | 1 | No. | 150 | 0 | 27 Apr 2021
04 ELECTRICAL WORK | A.D. ASSOCIATES ELECTRICALS PVT LTD | Secondary Light Pt. (Controlled by Sw. Board) | No. | 1 | No. | 100 | 0 | 22 Sep 2017
04 ELECTRICAL WORK | A.D. ASSOCIATES ELECTRICALS PVT LTD | Secondary Light Pt. (Controlled by Sw. Board) | No. | 1 | No. | 150 | 0 | 27 Apr 2021
04 ELECTRICAL WORK | A.D. ASSOCIATES ELECTRICALS PVT LTD | Secondary Pt. above Primary Pt. Looped (L) | No. | 1 | No. | 100 | 0 | 27 Aug 2019
04 ELECTRICAL WORK | ADANI ELECTRICITY MUMBAI LTD A/C NO. 152698079 | Security Deposit | No. | 1 | No. | 6350 | 0 | 22 May 2019
04 ELECTRICAL WORK | ADANI ELECTRICITY MUMBAI LTD A/C NO. 152698292 | Security Deposit | No. | 1 | No. | 6350 | 0 | 22 May 2019
04 ELECTRICAL WORK | ADANI ELECTRICITY MUMBAI LTD A/C NO. 152959993 | Security Deposit | No. | 1 | No. | 33000 | 0 | 11 Jan 2021
04 ELECTRICAL WORK | ADANI ELECTRICITY MUMBAI LTD A/C NO. 153575159 | Security Deposit | No. | 1 | No. | 12000 | 0 | 26 Oct 2023
04 ELECTRICAL WORK | ADANI ELECTRICITY MUMBAI LTD A/C NO. 153500456 | Security Deposit | No. | 1 | No. | 4500 | 0 | 15 Jun 2023
04 ELECTRICAL WORK | ADANI ELECTRICITY MUMBAI LTD A/C NO. 153574747 | Security Deposit | No. | 1 | No. | 12000 | 0 | 26 Oct 2023
04 ELECTRICAL WORK | ADANI ELECTRICITY MUMBAI LTD A/C NO. 153500046 | Security Deposit | No. | 1 | No. | 39600 | 0 | 15 Jun 2023
04 ELECTRICAL WORK | ADANI ELECTRICITY MUMBAI LTD A/C NO. 153500454 | Security Deposit | No. | 1 | No. | 39000 | 0 | 15 Jun 2023
04 ELECTRICAL WORK | RELIANCE INFRASTRUCTURE LIMITED | Security Deposit | No. | 1 | No. | 22600 | 0 | 15 Jun 2018
04 ELECTRICAL WORK | RELIANCE INFRASTRUCTURE LIMITED | Security Deposit | No. | 1 | No. | 19950 | 0 | 15 Jun 2018
04 ELECTRICAL WORK | RELIANCE INFRASTRUCTURE LIMITED | Service connection charges | No. | 1 | No. | 84000 | 0 | 15 Jun 2018
04 ELECTRICAL WORK | RELIANCE INFRASTRUCTURE LIMITED | Service connection charges | No. | 1 | No. | 79500 | 0 | 15 Jun 2018
04 ELECTRICAL WORK | ADANI ELECTRICITY MUMBAI LTD A/C NO. 153500456 | Service connection charges | No. | 1 | No. | 21600 | 0 | 15 Jun 2023
04 ELECTRICAL WORK | ADANI ELECTRICITY MUMBAI LTD A/C NO. 153574747 | Service connection charges | No. | 1 | No. | 14500 | 0 | 26 Oct 2023
04 ELECTRICAL WORK | ADANI ELECTRICITY MUMBAI LTD A/C NO. 153575159 | Service connection charges | No. | 1 | No. | 14500 | 0 | 26 Oct 2023
04 ELECTRICAL WORK | ADANI ELECTRICITY MUMBAI LTD A/C NO. 152959993 | Service connection charges | No. | 1 | No. | 36000 | 0 | 11 Jan 2021
04 ELECTRICAL WORK | ADANI ELECTRICITY MUMBAI LTD A/C NO. 153500454 | Service connection charges | No. | 1 | No. | 83550 | 0 | 15 Jun 2023
04 ELECTRICAL WORK | ADANI ELECTRICITY MUMBAI LTD A/C NO. 153500046 | Service connection charges | No. | 1 | No. | 156200 | 0 | 15 Jun 2023
04 ELECTRICAL WORK | ADANI ELECTRICITY MUMBAI LTD A/C NO. 152698292 | Service connection charges | No. | 1 | No. | 12000 | 0 | 22 May 2019
04 ELECTRICAL WORK | ADANI ELECTRICITY MUMBAI LTD A/C NO. 152698079 | Service connection charges | No. | 1 | No. | 12000 | 0 | 22 May 2019
04 ELECTRICAL WORK | A.D. ASSOCIATES ELECTRICALS PVT LTD | Single Door DB(L) - No. | No. | 1 | No. | 350 | 0 | 25 Sep 2021
04 ELECTRICAL WORK | A.D. ASSOCIATES ELECTRICALS PVT LTD | Single Door DB(M) - No. | No. | 1 | No. | 948 | 0 | 25 Sep 2021
04 ELECTRICAL WORK | GARGI INFRATECH | Single Phase Meter Noc (PWD) | No. | 1 | No. | 2700 | 0 | 20 Jul 2023
04 ELECTRICAL WORK | GARGI INFRATECH | Single Phase Meter Noc (PWD) | No. | 1 | No. | 3000 | 0 | 15 Jun 2023
04 ELECTRICAL WORK | GARGI INFRATECH | Single Phase Meter Noc (PWD) | No. | 1 | No. | 2800 | 0 | 19 Jul 2023
04 ELECTRICAL WORK | CHETAN ELECTRICAL | Single Phase Meter Sanction | No. | 1 | No. | 4000 | 0 | 09 Jan 2023
04 ELECTRICAL WORK | CHETAN ELECTRICAL | Single Phase Meter Sanction | No. | 1 | No. | 3000 | 0 | 19 Jul 2023
04 ELECTRICAL WORK | RAJ ELECTRICAL SERVICES | Single Pole MCB Fixing | No. | 1 | No. | 150 | 0 | 20 Sep 2018
04 ELECTRICAL WORK | RAJ ELECTRICAL SERVICES | Single Pole MCB Fixing | No. | 1 | No. | 150 | 0 | 30 Apr 2019
04 ELECTRICAL WORK | A.D. ASSOCIATES ELECTRICALS PVT LTD | SITC 10A to 16 A SP MCB (M) | No. | 1 | No. | 128.75 | 0 | 05 Nov 2018
04 ELECTRICAL WORK | A.D. ASSOCIATES ELECTRICALS PVT LTD | SITC 12 Way SPNDB (L) | No. | 1 | No. | 1000 | 0 | 05 Nov 2018
04 ELECTRICAL WORK | A.D. ASSOCIATES ELECTRICALS PVT LTD | SITC 12 way SPNDB (M) | No. | 1 | No. | 2299.75 | 0 | 05 Nov 2018
04 ELECTRICAL WORK | ATHARVA ENERGY SOLUTIONS | SITC 2100 CFM x 18 mm SP- Inline fans | No. | 1 | No. | 35000 | 0 | 06 Sep 2017
04 ELECTRICAL WORK | A.D. ASSOCIATES ELECTRICALS PVT LTD | SITC 25A,30mA,2P RCCB (M) | No. | 1 | No. | 1388.7 | 0 | 05 Nov 2018
04 ELECTRICAL WORK | ATHARVA ENERGY SOLUTIONS | SITC 2700 CFM x 20 mm SP- Inline fans | No. | 1 | No. | 48000 | 0 | 06 Sep 2017
04 ELECTRICAL WORK | A.D. ASSOCIATES ELECTRICALS PVT LTD | SITC 2C x 1.5sqmm Flexi.Cu Speaker Cable (L) | Mtrs | 1 | Mtrs | 20 | 0 | 06 Nov 2018
04 ELECTRICAL WORK | A.D. ASSOCIATES ELECTRICALS PVT LTD | SITC 2C x 1.5sqmm Flexi.Cu Speaker Cable (M) | Mtrs | 1 | Mtrs | 46.85 | 0 | 05 Nov 2018
04 ELECTRICAL WORK | A.D. ASSOCIATES ELECTRICALS PVT LTD | SITC 2C x 1.5sqmm Flexi.Cu Speaker Cable (M) | Mtrs | 1 | Mtrs | 66.32 | 0 | 26 Aug 2019
04 ELECTRICAL WORK | A.D. ASSOCIATES ELECTRICALS PVT LTD | SITC 2C x 1.5sqmm Flexi.Cu Speaker Cable (M) | Mtrs | 1 | Mtrs | 29.92 | 0 | 28 Aug 2019
04 ELECTRICAL WORK | A.D. ASSOCIATES ELECTRICALS PVT LTD | SITC 4 Way VTPNDB (L) | No. | 1 | No. | 1800 | 0 | 05 Nov 2018
04 ELECTRICAL WORK | A.D. ASSOCIATES ELECTRICALS PVT LTD | SITC 4 Way VTPNDB (M) | No. | 1 | No. | 4597.54 | 0 | 05 Nov 2018
04 ELECTRICAL WORK | CARE TECH SERVICES | SITC 400 CFM-Inline fans | No. | 1 | No. | 5000 | 0 | 12 Nov 2018
04 ELECTRICAL WORK | CARE TECH SERVICES | SITC 400 CFM-Inline fans | No. | 1 | No. | 1500 | 0 | 10 Apr 2019
04 ELECTRICAL WORK | A.D. ASSOCIATES ELECTRICALS PVT LTD | SITC 40A 3P MCB (M) | No. | 1 | No. | 962.16 | 0 | 05 Nov 2018
04 ELECTRICAL WORK | A.D. ASSOCIATES ELECTRICALS PVT LTD | SITC 40A 3P MCB (M) | No. | 1 | No. | 2548.4 | 0 | 05 Nov 2018
04 ELECTRICAL WORK | A.D. ASSOCIATES ELECTRICALS PVT LTD | SITC 40A,4P,100mA,RCBO (M) | No. | 1 | No. | 2548.4 | 0 | 05 Nov 2018
04 ELECTRICAL WORK | A.D. ASSOCIATES ELECTRICALS PVT LTD | SITC 6 Way TPDB (M) | No. | 1 | No. | 2299.75 | 0 | 03 Nov 2018
04 ELECTRICAL WORK | A.D. ASSOCIATES ELECTRICALS PVT LTD | SITC 6 Way TPDB (M) | No. | 1 | No. | 2299.75 | 0 | 03 Nov 2018
04 ELECTRICAL WORK | A.D. ASSOCIATES ELECTRICALS PVT LTD | SITC 6 Way TPDB (M) | No. | 1 | No. | 2299.75 | 0 | 03 Nov 2018
04 ELECTRICAL WORK | A.D. ASSOCIATES ELECTRICALS PVT LTD | SITC 6 Way TPNDB (L) | No. | 1 | No. | 1500 | 0 | 05 Nov 2018
04 ELECTRICAL WORK | A.D. ASSOCIATES ELECTRICALS PVT LTD | SITC 63A 4P MCB (M) | No. | 1 | No. | 1227.52 | 0 | 05 Nov 2018
04 ELECTRICAL WORK | A.D. ASSOCIATES ELECTRICALS PVT LTD | SITC 63A FP MCB with incloser (L) | No. | 1 | No. | 250 | 0 | 05 Nov 2018
04 ELECTRICAL WORK | A.D. ASSOCIATES ELECTRICALS PVT LTD | SITC 63A FP MCB with incloser (L) | No. | 1 | No. | 450 | 0 | 13 Feb 2024
04 ELECTRICAL WORK | P.L. VISHWAKARMA ELECTRICALS (FIRM) | SITC 63A FP MCB with incloser (L) | No. | 1 | No. | 350 | 0 | 14 Jan 2021
04 ELECTRICAL WORK | A.D. ASSOCIATES ELECTRICALS PVT LTD | SITC 63A FP MCB with incloser (M) | No. | 1 | No. | 1227.52 | 0 | 05 Nov 2018
04 ELECTRICAL WORK | A.D. ASSOCIATES ELECTRICALS PVT LTD | SITC 63A FP MCB with incloser (M) | No. | 1 | No. | 427 | 0 | 01 Feb 2024
04 ELECTRICAL WORK | A.D. ASSOCIATES ELECTRICALS PVT LTD | SITC 63A,2P MCB (M) | No. | 1 | No. | 621.13 | 0 | 05 Nov 2018
04 ELECTRICAL WORK | A.D. ASSOCIATES ELECTRICALS PVT LTD | SITC 63A,4P,300mA,RCBO (M) | No. | 1 | No. | 2895.33 | 0 | 05 Nov 2018
04 ELECTRICAL WORK | A.D. ASSOCIATES ELECTRICALS PVT LTD | SITC 63A,4P,300mA,RCBO (M) | No. | 1 | No. | 3108 | 0 | 23 Oct 2020
04 ELECTRICAL WORK | A.D. ASSOCIATES ELECTRICALS PVT LTD | SITC 6A to 20A SP MCB (M) | No. | 1 | No. | 128.75 | 0 | 05 Nov 2018
04 ELECTRICAL WORK | A.D. ASSOCIATES ELECTRICALS PVT LTD | SITC 6A to 20A SP MCB (M) | No. | 1 | No. | 128 | 0 | 28 Aug 2019
04 ELECTRICAL WORK | AMFEW AND CO | SITC A.C. Unit | No. | 1 | No. | 9000 | 0 | 28 May 2018
04 ELECTRICAL WORK | SAFE AIR ENGINEERS PVT. LTD. | SITC A.C. Unit | No. | 1 | No. | 109980 | 0 | 03 Apr 2018
04 ELECTRICAL WORK | GLOTECH FIRE ENGINEERS | SITC Battery | No. | 1 | No. | 2220 | 0 | 20 Oct 2018
04 ELECTRICAL WORK | A.D. ASSOCIATES ELECTRICALS PVT LTD | SITC CAT-6 Cable (L) | Box | 1 | Box | 1500 | 0 | 06 Nov 2018
04 ELECTRICAL WORK | A.D. ASSOCIATES ELECTRICALS PVT LTD | SITC CAT-6 Cable (M) | Box | 1 | Box | 6552 | 0 | 05 Nov 2018
04 ELECTRICAL WORK | MAX AIRCON | SITC Control Cabling | Mtrs | 1 | Mtrs | 90 | 0 | 02 Nov 2019
04 ELECTRICAL WORK | NEPTUNE ENGINEERS | SITC Control Cabling | Mtrs | 1 | Mtrs | 130 | 0 | 13 Oct 2019
04 ELECTRICAL WORK | NEPTUNE ENGINEERS | SITC Disc Valves 150mm Dia | No. | 1 | No. | 750 | 0 | 16 Oct 2019
04 ELECTRICAL WORK | POWER SERVICES | SITC Disc Valves 150mm Dia | No. | 1 | No. | 750 | 0 | 14 Jun 2021
04 ELECTRICAL WORK | POWER SERVICES | SITC Disc Valves 150mm Dia | No. | 1 | No. | 30 | 0 | 14 Jun 2021
04 ELECTRICAL WORK | CHETAN ELECTRICAL | SITC Electricity Meters | No. | 1 | No. | 290000 | 0 | 09 Feb 2018
04 ELECTRICAL WORK | CHETAN ELECTRICAL | SITC Electricity Meters | No. | 1 | No. | 290000 | 0 | 09 Feb 2018
04 ELECTRICAL WORK | FAST ELECTRODE | SITC Electrode Earthing (Copper Coated) | No. | 1 | No. | 10100 | 0 | 04 Sep 2017
04 ELECTRICAL WORK | FAST ELECTRODE | SITC Electrode Earthing (Zink Coated) | No. | 1 | No. | 7600 | 0 | 04 Sep 2017
04 ELECTRICAL WORK | FAST ELECTRODE | SITC Electrode Earthing (Zink Coated) | No. | 1 | No. | 2066 | 0 | 29 Oct 2018
04 ELECTRICAL WORK | A.D. ASSOCIATES ELECTRICALS PVT LTD | SITC End Termination 1C x 10sqmm (L) | No. | 1 | No. | 25 | 0 | 06 Nov 2018
04 ELECTRICAL WORK | A.D. ASSOCIATES ELECTRICALS PVT LTD | SITC End Termination 1C x 10sqmm (L) | No. | 1 | No. | 20 | 0 | 28 Oct 2020
04 ELECTRICAL WORK | A.D. ASSOCIATES ELECTRICALS PVT LTD | SITC End Termination 1C x 10sqmm (M) | No. | 1 | No. | 69 | 0 | 28 Oct 2020
04 ELECTRICAL WORK | A.D. ASSOCIATES ELECTRICALS PVT LTD | SITC End Termination 1C x 10sqmm (M) | No. | 1 | No. | 58.5 | 0 | 05 Nov 2018
04 ELECTRICAL WORK | A.D. ASSOCIATES ELECTRICALS PVT LTD | SITC End Termination 1C x 16sqmm (L) | No. | 1 | No. | 25 | 0 | 06 Nov 2018
04 ELECTRICAL WORK | A.D. ASSOCIATES ELECTRICALS PVT LTD | SITC End Termination 1C x 16sqmm (M) | No. | 1 | No. | 48.5 | 0 | 05 Nov 2018
04 ELECTRICAL WORK | A.D. ASSOCIATES ELECTRICALS PVT LTD | SITC End Termination 1C x 16sqmm (M) | No. | 1 | No. | 58.5 | 0 | 05 Nov 2018
04 ELECTRICAL WORK | A.D. ASSOCIATES ELECTRICALS PVT LTD | SITC End Termination 1C x 6sqmm (L) | No. | 1 | No. | 25 | 0 | 06 Nov 2018
04 ELECTRICAL WORK | A.D. ASSOCIATES ELECTRICALS PVT LTD | SITC End Termination 1C x 6sqmm (M) | No. | 1 | No. | 40.95 | 0 | 05 Nov 2018
04 ELECTRICAL WORK | A.D. ASSOCIATES ELECTRICALS PVT LTD | SITC End Termination 1C x 6sqmm (M) | No. | 1 | No. | 224.64 | 0 | 05 Nov 2018
04 ELECTRICAL WORK | A.D. ASSOCIATES ELECTRICALS PVT LTD | SITC End Termination 3.5C x 35sqmm (L) | No. | 1 | No. | 150 | 0 | 06 Nov 2018
04 ELECTRICAL WORK | A.D. ASSOCIATES ELECTRICALS PVT LTD | SITC End Termination 3.5C x 35sqmm (M) | No. | 1 | No. | 351 | 0 | 05 Nov 2018
04 ELECTRICAL WORK | A.D. ASSOCIATES ELECTRICALS PVT LTD | SITC End Termination 3C x 4sqmm (L) | No. | 1 | No. | 50 | 0 | 06 Nov 2018
04 ELECTRICAL WORK | A.D. ASSOCIATES ELECTRICALS PVT LTD | SITC End Termination 3C x 4sqmm (M) | No. | 1 | No. | 224.64 | 0 | 05 Nov 2018
04 ELECTRICAL WORK | A.D. ASSOCIATES ELECTRICALS PVT LTD | SITC End Termination 4C x 16sqmm (L) | No. | 1 | No. | 100 | 0 | 06 Nov 2018
04 ELECTRICAL WORK | A.D. ASSOCIATES ELECTRICALS PVT LTD | SITC End Termination 4C x 16sqmm (M) | No. | 1 | No. | 299.52 | 0 | 05 Nov 2018
04 ELECTRICAL WORK | A.D. ASSOCIATES ELECTRICALS PVT LTD | SITC End Termination 4C x 6sqmm (L) | No. | 1 | No. | 100 | 0 | 06 Nov 2018
04 ELECTRICAL WORK | A.D. ASSOCIATES ELECTRICALS PVT LTD | SITC End Termination 4C x 6sqmm (L) | No. | 1 | No. | 50 | 0 | 28 Aug 2019
04 ELECTRICAL WORK | A.D. ASSOCIATES ELECTRICALS PVT LTD | SITC End Termination 4C x 6sqmm (M) | No. | 1 | No. | 250.38 | 0 | 05 Nov 2018
04 ELECTRICAL WORK | A.D. ASSOCIATES ELECTRICALS PVT LTD | SITC End Termination 4C x 6sqmm (M) | No. | 1 | No. | 234 | 0 | 28 Aug 2019
04 ELECTRICAL WORK | POWER SERVICES | SITC Flexible duct 150mm Dia. | No. | 1 | No. | 1900 | 0 | 14 Jun 2021
04 ELECTRICAL WORK | POWER SERVICES | SITC Flexible duct 150mm Dia. | No. | 1 | No. | 200 | 0 | 14 Jun 2021
04 ELECTRICAL WORK | A.D. ASSOCIATES ELECTRICALS PVT LTD | SITC G.I Earth Station (L) | No. | 1 | No. | 2500 | 0 | 06 Nov 2018
04 ELECTRICAL WORK | A.D. ASSOCIATES ELECTRICALS PVT LTD | SITC G.I Earth Station (M) | No. | 1 | No. | 13455 | 0 | 05 Nov 2018
04 ELECTRICAL WORK | A.D. ASSOCIATES ELECTRICALS PVT LTD | SITC G.I Earthing Strip 25 x 3mm (L) | Mtrs | 1 | Mtrs | 30 | 0 | 06 Nov 2018
04 ELECTRICAL WORK | A.D. ASSOCIATES ELECTRICALS PVT LTD | SITC G.I Earthing Strip 25 x 3mm (L) | Mtrs | 1 | Mtrs | 9 | 0 | 27 Aug 2019
04 ELECTRICAL WORK | A.D. ASSOCIATES ELECTRICALS PVT LTD | SITC G.I Earthing Strip 25 x 3mm (L) | Mtrs | 1 | Mtrs | 40 | 0 | 27 Apr 2021
04 ELECTRICAL WORK | A.D. ASSOCIATES ELECTRICALS PVT LTD | SITC G.I Earthing Strip 25 x 3mm (M) | Mtrs | 1 | Mtrs | 49 | 0 | 04 Oct 2019
04 ELECTRICAL WORK | A.D. ASSOCIATES ELECTRICALS PVT LTD | SITC G.I Earthing Strip 25 x 3mm (M) | Mtrs | 1 | Mtrs | 47 | 0 | 27 Oct 2020
04 ELECTRICAL WORK | A.D. ASSOCIATES ELECTRICALS PVT LTD | SITC G.I Earthing Strip 25 x 3mm (M) | Mtrs | 1 | Mtrs | 70 | 0 | 27 Apr 2021
04 ELECTRICAL WORK | A.D. ASSOCIATES ELECTRICALS PVT LTD | SITC G.I Earthing Strip 25 x 3mm (M) | Mtrs | 1 | Mtrs | 46.8 | 0 | 05 Nov 2018
04 ELECTRICAL WORK | A.D. ASSOCIATES ELECTRICALS PVT LTD | SITC G.I Earthing Strip 25 x 3mm (M) | Mtrs | 1 | Mtrs | 49.14 | 0 | 26 Aug 2019
04 ELECTRICAL WORK | ATHARVA ENERGY SOLUTIONS | SITC Hard PVC Drain Pipe-25mm Dia. inside | Mtrs | 1 | Mtrs | 110 | 0 | 06 Sep 2017
04 ELECTRICAL WORK | ATHARVA ENERGY SOLUTIONS | SITC Hard PVC Drain Pipe-40mm Dia. inside | Mtrs | 1 | Mtrs | 130 | 0 | 06 Sep 2017
04 ELECTRICAL WORK | A.D. ASSOCIATES ELECTRICALS PVT LTD | SITC HDMI Cable | No. | 1 | No. | 150 | 0 | 26 Aug 2017
04 ELECTRICAL WORK | A.D. ASSOCIATES ELECTRICALS PVT LTD | SITC HDMI Socket | No. | 1 | No. | 100 | 0 | 26 Aug 2017
04 ELECTRICAL WORK | NEPTUNE ENGINEERS | SITC M.S. Stands | No. | 1 | No. | 5000 | 0 | 13 Oct 2019
04 ELECTRICAL WORK | NEPTUNE ENGINEERS | SITC M.S. Stands | No. | 1 | No. | 8000 | 0 | 13 Oct 2019
04 ELECTRICAL WORK | A.D. ASSOCIATES ELECTRICALS PVT LTD | SITC Main LT Panel (L) | No. | 1 | No. | 15000 | 0 | 03 Nov 2018
04 ELECTRICAL WORK | A.D. ASSOCIATES ELECTRICALS PVT LTD | SITC Main LT Panel (L) | No. | 1 | No. | 15000 | 0 | 05 Nov 2018
04 ELECTRICAL WORK | A.D. ASSOCIATES ELECTRICALS PVT LTD | SITC Main LT Panel (M) | No. | 1 | No. | 120000 | 0 | 03 Nov 2018
04 ELECTRICAL WORK | NEPTUNE ENGINEERS | SITC of Communication Cable (L) | Mtrs | 1 | Mtrs | 27.06 | 0 | 24 Feb 2021
04 ELECTRICAL WORK | NEPTUNE ENGINEERS | SITC of Communication Cable (L) | Mtrs | 1 | Mtrs | 29 | 0 | 18 Mar 2021
04 ELECTRICAL WORK | NEPTUNE ENGINEERS | SITC of Communication Cable (M) | Mtrs | 1 | Mtrs | 108.24 | 0 | 24 Feb 2021
04 ELECTRICAL WORK | NEPTUNE ENGINEERS | SITC of Communication Cable (M) | Mtrs | 1 | Mtrs | 116 | 0 | 18 Mar 2021
04 ELECTRICAL WORK | NEPTUNE ENGINEERS | SITC of Drain Pipe (L) | Mtrs | 1 | Mtrs | 22.96 | 0 | 24 Feb 2021
04 ELECTRICAL WORK | NEPTUNE ENGINEERS | SITC of Drain Pipe (L) | Mtrs | 1 | Mtrs | 22 | 0 | 18 Mar 2021
04 ELECTRICAL WORK | NEPTUNE ENGINEERS | SITC of Drain Pipe (M) | Mtrs | 1 | Mtrs | 88 | 0 | 18 Mar 2021
04 ELECTRICAL WORK | NEPTUNE ENGINEERS | SITC of Drain Pipe (M) | Mtrs | 1 | Mtrs | 91.84 | 0 | 24 Feb 2021
04 ELECTRICAL WORK | A.D. ASSOCIATES ELECTRICALS PVT LTD | SITC Outdoor Incloser (M) | No. | 1 | No. | 1492 | 0 | 10 Dec 2020
04 ELECTRICAL WORK | A.D. ASSOCIATES ELECTRICALS PVT LTD | SITC Outdoor Incloser (M) | No. | 1 | No. | 1755 | 0 | 05 Nov 2018
04 ELECTRICAL WORK | A.D. ASSOCIATES ELECTRICALS PVT LTD | SITC Patch cord | No. | 1 | No. | 400 | 0 | 26 Aug 2017
04 ELECTRICAL WORK | NEPTUNE ENGINEERS | SITC PVC Drain Pipe 25mm dia | Mtrs | 1 | Mtrs | 110 | 0 | 13 Oct 2019
04 ELECTRICAL WORK | INFINITY AIR SOLUTIONS | SITC PVC Drain Pipe 25mm dia | Mtrs | 1 | Mtrs | 100 | 0 | 30 Oct 2018
04 ELECTRICAL WORK | NEPTUNE ENGINEERS | SITC PVC Drain Pipe 32mm dia | Mtrs | 1 | Mtrs | 140 | 0 | 13 Oct 2019
04 ELECTRICAL WORK | INFINITY AIR SOLUTIONS | SITC PVC Drain Pipe 40mm dia | Mtrs | 1 | Mtrs | 150 | 0 | 30 Oct 2018
04 ELECTRICAL WORK | GLOTECH FIRE ENGINEERS | SITC SMPS 24 V | No. | 1 | No. | 3195 | 0 | 20 Oct 2018
04 ELECTRICAL WORK | FERROCRAFT | SITC Wiring 2Cx1.5sqmm | Mtrs | 1 | Mtrs | 71.4 | 0 | 29 Dec 2018
04 ELECTRICAL WORK | A.D. ASSOCIATES ELECTRICALS PVT LTD | Sky Light Installation work | No. | 1 | No. | 70000 | 0 | 12 Feb 2021
04 ELECTRICAL WORK | LAXMI ELECTRICALS ENTERPRISES | Slot Cutting (L) | No. | 1 | No. | 100 | 0 | 30 Jun 2020
04 ELECTRICAL WORK | A.D. ASSOCIATES ELECTRICALS PVT LTD | SLTC PVC/XLPE 1C x 10sqmm Cable (L) | Mtrs | 1 | Mtrs | 20 | 0 | 06 Nov 2018
04 ELECTRICAL WORK | A.D. ASSOCIATES ELECTRICALS PVT LTD | SLTC PVC/XLPE 1C x 10sqmm Cable (M) | Mtrs | 1 | Mtrs | 69 | 0 | 30 Oct 2020
04 ELECTRICAL WORK | A.D. ASSOCIATES ELECTRICALS PVT LTD | SLTC PVC/XLPE 1C x 10sqmm Cable (M) | Mtrs | 1 | Mtrs | 78.03 | 0 | 05 Nov 2018
04 ELECTRICAL WORK | A.D. ASSOCIATES ELECTRICALS PVT LTD | SLTC PVC/XLPE 1C x 16sqmm Cable (L) | Mtrs | 1 | Mtrs | 20 | 0 | 06 Nov 2018
04 ELECTRICAL WORK | A.D. ASSOCIATES ELECTRICALS PVT LTD | SLTC PVC/XLPE 1C x 16sqmm Cable (M) | Mtrs | 1 | Mtrs | 127.99 | 0 | 05 Nov 2018
04 ELECTRICAL WORK | A.D. ASSOCIATES ELECTRICALS PVT LTD | SLTC PVC/XLPE 1C x 6sqmm Cable (L) | Mtrs | 1 | Mtrs | 15 | 0 | 06 Nov 2018
04 ELECTRICAL WORK | A.D. ASSOCIATES ELECTRICALS PVT LTD | SLTC PVC/XLPE 1C x 6sqmm Cable (M) | Mtrs | 1 | Mtrs | 45.86 | 0 | 05 Nov 2018
04 ELECTRICAL WORK | A.D. ASSOCIATES ELECTRICALS PVT LTD | SLTC PVC/XLPE 3.5C x 35sqmm Cable (L) | Mtrs | 1 | Mtrs | 100 | 0 | 06 Nov 2018
04 ELECTRICAL WORK | A.D. ASSOCIATES ELECTRICALS PVT LTD | SLTC PVC/XLPE 3.5C x 35sqmm Cable (L) | Mtrs | 1 | Mtrs | 80 | 0 | 24 Oct 2020
04 ELECTRICAL WORK | A.D. ASSOCIATES ELECTRICALS PVT LTD | SLTC PVC/XLPE 3.5C x 35sqmm Cable (M) | Mtrs | 1 | Mtrs | 212.18 | 0 | 05 Nov 2018
04 ELECTRICAL WORK | A.D. ASSOCIATES ELECTRICALS PVT LTD | SLTC PVC/XLPE 3.5C x 35sqmm Cable (M) | Mtrs | 1 | Mtrs | 151 | 0 | 24 Oct 2020
04 ELECTRICAL WORK | A.D. ASSOCIATES ELECTRICALS PVT LTD | SLTC PVC/XLPE 3C x 4sqmm Cable (L) | Mtrs | 1 | Mtrs | 30 | 0 | 06 Nov 2018
04 ELECTRICAL WORK | A.D. ASSOCIATES ELECTRICALS PVT LTD | SLTC PVC/XLPE 3C x 4sqmm Cable (M) | Mtrs | 1 | Mtrs | 154.24 | 0 | 05 Nov 2018
04 ELECTRICAL WORK | A.D. ASSOCIATES ELECTRICALS PVT LTD | SLTC PVC/XLPE 4C x 16sqmm Cable (L) | Mtrs | 1 | Mtrs | 80 | 0 | 06 Nov 2018
04 ELECTRICAL WORK | A.D. ASSOCIATES ELECTRICALS PVT LTD | SLTC PVC/XLPE 4C x 16sqmm Cable (M) | Mtrs | 1 | Mtrs | 139.55 | 0 | 05 Nov 2018
04 ELECTRICAL WORK | A.D. ASSOCIATES ELECTRICALS PVT LTD | SLTC PVC/XLPE 4C x 6sqmm Cable (L) | Mtrs | 1 | Mtrs | 60 | 0 | 06 Nov 2018
04 ELECTRICAL WORK | A.D. ASSOCIATES ELECTRICALS PVT LTD | SLTC PVC/XLPE 4C x 6sqmm Cable (L) | Mtrs | 1 | Mtrs | 55 | 0 | 28 Aug 2019
04 ELECTRICAL WORK | A.D. ASSOCIATES ELECTRICALS PVT LTD | SLTC PVC/XLPE 4C x 6sqmm Cable (L) | Mtrs | 1 | Mtrs | 100 | 0 | 24 Oct 2020
04 ELECTRICAL WORK | A.D. ASSOCIATES ELECTRICALS PVT LTD | SLTC PVC/XLPE 4C x 6sqmm Cable (L) | Mtrs | 1 | Mtrs | 60 | 0 | 27 Oct 2020
04 ELECTRICAL WORK | A.D. ASSOCIATES ELECTRICALS PVT LTD | SLTC PVC/XLPE 4C x 6sqmm Cable (M) | Mtrs | 1 | Mtrs | 272.57 | 0 | 05 Nov 2018
04 ELECTRICAL WORK | A.D. ASSOCIATES ELECTRICALS PVT LTD | SLTC PVC/XLPE 4C x 6sqmm Cable (M) | Mtrs | 1 | Mtrs | 210.37 | 0 | 28 Aug 2019
04 ELECTRICAL WORK | A.D. ASSOCIATES ELECTRICALS PVT LTD | SLTC PVC/XLPE 4C x 6sqmm Cable (M) | Mtrs | 1 | Mtrs | 234 | 0 | 24 Oct 2020
04 ELECTRICAL WORK | A.D. ASSOCIATES ELECTRICALS PVT LTD | SLTC PVC/XLPE 4C x 6sqmm Cable (M) | Mtrs | 1 | Mtrs | 128 | 0 | 27 Oct 2020
04 ELECTRICAL WORK | A.D. ASSOCIATES ELECTRICALS PVT LTD | SLTC- PVC-FRLS- 4 sqmm Wire (Green) (L) | Mtrs | 1 | Mtrs | 8 | 0 | 06 Nov 2018
04 ELECTRICAL WORK | A.D. ASSOCIATES ELECTRICALS PVT LTD | SLTC- PVC-FRLS- 4 sqmm Wire (Green) (M) | Mtrs | 1 | Mtrs | 25.16 | 0 | 05 Nov 2018
04 ELECTRICAL WORK | A.D. ASSOCIATES ELECTRICALS PVT LTD | SLTC- PVC-FRLS- 6 sqmm Wire (Green) (L) | Mtrs | 1 | Mtrs | 10 | 0 | 06 Nov 2018
04 ELECTRICAL WORK | A.D. ASSOCIATES ELECTRICALS PVT LTD | SLTC- PVC-FRLS- 6 sqmm Wire (Green) (M) | Mtrs | 1 | Mtrs | 38.03 | 0 | 05 Nov 2018
04 ELECTRICAL WORK | LAXMI ELECTRICALS | Smoke Detector | No. | 1 | No. | 225 | 0 | 21 Mar 2023
04 ELECTRICAL WORK | GLOTECH FIRE ENGINEERS | Speaker Box (M+L) | No. | 1 | No. | 100 | 0 | 20 Oct 2018
04 ELECTRICAL WORK | NISAR AHMAD ANSARI | Speaker Cover | No. | 1 | No. | 250 | 0 | 23 Mar 2021
04 ELECTRICAL WORK | RAJ ELECTRICAL SERVICES | Speaker Removing | No. | 1 | No. | 75 | 0 | 21 Sep 2018
04 ELECTRICAL WORK | RAJ ELECTRICAL SERVICES | Speaker Removing | No. | 1 | No. | 40 | 0 | 22 Oct 2018
04 ELECTRICAL WORK | RAJ ELECTRICAL SERVICES | Spike Lights | No. | 1 | No. | 80 | 0 | 14 Mar 2019
04 ELECTRICAL WORK | KANAD ELECTRICAL SERVICES | Spring Hanger/Fix hanger (M) | No. | 1 | No. | 2714.44 | 0 | 10 Aug 2023
04 ELECTRICAL WORK | A.D. ASSOCIATES ELECTRICALS PVT LTD | Stack Panel | No. | 1 | No. | 7500 | 0 | 13 Oct 2018
04 ELECTRICAL WORK | A.D. ASSOCIATES ELECTRICALS PVT LTD | Starter Panel (L) | No. | 1 | No. | 450 | 0 | 09 Sep 2023
04 ELECTRICAL WORK | A.D. ASSOCIATES ELECTRICALS PVT LTD | Starter Panel (M) | No. | 1 | No. | 2075 | 0 | 09 Sep 2023
04 ELECTRICAL WORK | KANAD ELECTRICAL SERVICES | Straight Run Feeder IP54 (M) | Mtrs | 1 | Mtrs | 28476.6 | 0 | 10 Aug 2023
04 ELECTRICAL WORK | KANAD ELECTRICAL SERVICES | Straight Run Feeder IP66 (L) | Mtrs | 1 | Mtrs | 2579.56 | 0 | 10 Aug 2023
04 ELECTRICAL WORK | KANAD ELECTRICAL SERVICES | Straight Run Feeder IP66 (M) | Mtrs | 1 | Mtrs | 30756.26 | 0 | 10 Aug 2023
04 ELECTRICAL WORK | RAMKRISHNA ELECTRCAL | Strain Hardware (M) | No. | 1 | No. | 425 | 0 | 15 Nov 2022
04 ELECTRICAL WORK | RAMKRISHNA ELECTRCAL | Strain Hardware Installation-UTI | No. | 1 | No. | 150 | 0 | 15 Nov 2022
04 ELECTRICAL WORK | LAXMI ELECTRICALS | Street Light Foundation Work - DSL | No. | 1 | No. | 1500 | 0 | 16 Dec 2022
04 ELECTRICAL WORK | LAXMI ELECTRICALS | Street Light Pole fixing (L) | No. | 1 | No. | 1000 | 0 | 16 Dec 2022
04 ELECTRICAL WORK | A.D. ASSOCIATES ELECTRICALS PVT LTD | Sub I/C - 40A-30mA-DP-RCCB | No. | 1 | No. | 1679 | 0 | 27 Apr 2021
04 ELECTRICAL WORK | A.D. ASSOCIATES ELECTRICALS PVT LTD | Sub I/C 40A DP RCCB 100mA (M) | No. | 1 | No. | 2209 | 0 | 09 Sep 2023
04 ELECTRICAL WORK | A.D. ASSOCIATES ELECTRICALS PVT LTD | SUB I/C-40A,100mA,DP RCCB (M) | No. | 1 | No. | 2209 | 0 | 09 Sep 2023
04 ELECTRICAL WORK | RAMKRISHNA ELECTRCAL | Sub Main LT Panel (M) (Rate Difference) | No. | 1 | No. | 62000 | 0 | 28 Oct 2023
04 ELECTRICAL WORK | RAMKRISHNA ELECTRCAL | Sub Main LT Panel (M) (Rate Difference) | No. | 1 | No. | 10000 | 0 | 28 Oct 2023
04 ELECTRICAL WORK | A.D. ASSOCIATES ELECTRICALS PVT LTD | Sub-meter Installation (L) | No. | 1 | No. | 1200 | 0 | 27 Aug 2019
04 ELECTRICAL WORK | P.L. VISHWAKARMA ELECTRICALS (FIRM) | Submain Wiring 2R x 1.5 Sqmm | Mtrs | 1 | Mtrs | 95 | 0 | 14 Jan 2021
04 ELECTRICAL WORK | A.D. ASSOCIATES ELECTRICALS PVT LTD | Supply & Inst. 8 module POP up box | No. | 1 | No. | 400 | 0 | 26 Aug 2017
04 ELECTRICAL WORK | P.L. VISHWAKARMA ELECTRICALS (FIRM) | Supply & Installation of 2 x 2" GI Earthing Plate | No. | 1 | No. | 4000 | 0 | 14 Jan 2021
04 ELECTRICAL WORK | FAST ELECTRODE | Supply 70sqmm Copper flex Cable | Mtrs | 1 | Mtrs | 522 | 0 | 29 Oct 2018
04 ELECTRICAL WORK | A.D. ASSOCIATES ELECTRICALS PVT LTD | Supply of RJ-6 TV Cable (M) | Mtrs | 1 | Mtrs | 15.21 | 0 | 05 Nov 2018
04 ELECTRICAL WORK | A.D. ASSOCIATES ELECTRICALS PVT LTD | Supply of 25mm PVC MMS Conduit With accessories | Mtrs | 1 | Mtrs | 19.89 | 0 | 05 Nov 2018
04 ELECTRICAL WORK | A.D. ASSOCIATES ELECTRICALS PVT LTD | Supply of 5 watt LED Bulb | No. | 1 | No. | 105 | 0 | 24 Oct 2020
04 ELECTRICAL WORK | GOODWILL POWER GENERATORS PRIVATE LIMITED | Supply of AMF panel | No. | 1 | No. | 235000 | 0 | 27 Dec 2019
04 ELECTRICAL WORK | A.D. ASSOCIATES ELECTRICALS PVT LTD | Supply of Bend | No. | 1 | No. | 8.52 | 0 | 03 May 2024
04 ELECTRICAL WORK | A.D. ASSOCIATES ELECTRICALS PVT LTD | Supply of Bend | No. | 1 | No. | 8.48 | 0 | 05 Nov 2018
04 ELECTRICAL WORK | A.D. ASSOCIATES ELECTRICALS PVT LTD | Supply of Bend | No. | 1 | No. | 12 | 0 | 27 Apr 2021
04 ELECTRICAL WORK | A.D. ASSOCIATES ELECTRICALS PVT LTD | Supply of Bend | No. | 1 | No. | 9.01 | 0 | 01 Feb 2024
04 ELECTRICAL WORK | A.D. ASSOCIATES ELECTRICALS PVT LTD | Supply of Bend | No. | 1 | No. | 8.19 | 0 | 14 Feb 2024
04 ELECTRICAL WORK | A.D. ASSOCIATES ELECTRICALS PVT LTD | Supply of Circular LED With Screw | No. | 1 | No. | 2.63 | 0 | 05 Nov 2018
04 ELECTRICAL WORK | FAST ELECTRODE | Supply of Connector | No. | 1 | No. | 902 | 0 | 29 Oct 2018
04 ELECTRICAL WORK | A.D. ASSOCIATES ELECTRICALS PVT LTD | Supply of Coupling | No. | 1 | No. | 3.8 | 0 | 05 Nov 2018
04 ELECTRICAL WORK | A.D. ASSOCIATES ELECTRICALS PVT LTD | Supply of Deep Junction Box 03 Way | No. | 1 | No. | 23.11 | 0 | 05 Nov 2018
04 ELECTRICAL WORK | A.D. ASSOCIATES ELECTRICALS PVT LTD | Supply of Deep Junction Box 04 Way | No. | 1 | No. | 23.99 | 0 | 05 Nov 2018
04 ELECTRICAL WORK | A.D. ASSOCIATES ELECTRICALS PVT LTD | Supply of Junction Box 01 Way | No. | 1 | No. | 12.29 | 0 | 05 Nov 2018
04 ELECTRICAL WORK | A.D. ASSOCIATES ELECTRICALS PVT LTD | Supply of Junction Box 02 Way | No. | 1 | No. | 12.58 | 0 | 05 Nov 2018
04 ELECTRICAL WORK | A.D. ASSOCIATES ELECTRICALS PVT LTD | Supply of Junction Box 03 Way | No. | 1 | No. | 13.75 | 0 | 05 Nov 2018
04 ELECTRICAL WORK | A.D. ASSOCIATES ELECTRICALS PVT LTD | Supply of Junction Box 04 Way | No. | 1 | No. | 16.09 | 0 | 05 Nov 2018
04 ELECTRICAL WORK | FAST ELECTRODE | Supply of Lightning Counter | No. | 1 | No. | 8455 | 0 | 29 Oct 2018
04 ELECTRICAL WORK | FAST ELECTRODE | Supply of Mast with base plate | No. | 1 | No. | 6400 | 0 | 29 Oct 2018
04 ELECTRICAL WORK | A.D. ASSOCIATES ELECTRICALS PVT LTD | Supply of PVC-FLRS 1.5 sqmm Cu.Wire | Mtrs | 1 | Mtrs | 10.53 | 0 | 05 Nov 2018
04 ELECTRICAL WORK | A.D. ASSOCIATES ELECTRICALS PVT LTD | Supply of PVC-FLRS 2.5 sqmm Cu.Wire | Mtrs | 1 | Mtrs | 16.97 | 0 | 05 Nov 2018
04 ELECTRICAL WORK | A.D. ASSOCIATES ELECTRICALS PVT LTD | Supply of PVC-FLRS 4 sqmm Cu.Wire | Mtrs | 1 | Mtrs | 25.45 | 0 | 05 Nov 2018
04 ELECTRICAL WORK | FAST ELECTRODE | Supply of TERCEL | No. | 1 | No. | 63175 | 0 | 29 Oct 2018
04 ELECTRICAL WORK | FAST ELECTRODE | Supply Rope, Insulator, Fastener, D-Clamp, Fan-hook | set | 1 | set | 2850 | 0 | 29 Oct 2018
04 ELECTRICAL WORK | A.D. ASSOCIATES ELECTRICALS PVT LTD | Supply& fixing of casing patti-ARW | R.Ft | 1 | R.Ft | 6.244 | 0 | 26 Aug 2019
04 ELECTRICAL WORK | A.D. ASSOCIATES ELECTRICALS PVT LTD | Support for Tray (L) | No. | 1 | No. | 25 | 0 | 23 Sep 2021
04 ELECTRICAL WORK | A.D. ASSOCIATES ELECTRICALS PVT LTD | Support for Tray (M) | No. | 1 | No. | 200 | 0 | 23 Sep 2021
04 ELECTRICAL WORK | ARSENCON ENGINEERS PRIVATE LIMITED | Switch Board - DCH | No. | 1 | No. | 250 | 0 | 30 Jan 2024
04 ELECTRICAL WORK | HARISH CHANDRA JADHAV ELECTRICALS | Switch,Socket & DB Fixing | No. | 1 | No. | 50.15 | 0 | 07 Oct 2016
04 ELECTRICAL WORK | HARISH CHANDRA JADHAV ELECTRICALS | Switch,Socket & DB Fixing | No. | 1 | No. | 47.36 | 0 | 17 Jun 2017
04 ELECTRICAL WORK | HARISH CHANDRA JADHAV ELECTRICALS | Switch,Socket & DB Fixing | No. | 1 | No. | 55.63 | 0 | 01 Jul 2017
04 ELECTRICAL WORK | HARISH CHANDRA JADHAV ELECTRICALS | Switch,Socket & DB Fixing | No. | 1 | No. | 61.473 | 0 | 29 Sep 2018
04 ELECTRICAL WORK | HARISH CHANDRA JADHAV ELECTRICALS | Switch,Socket & DB Fixing | No. | 1 | No. | 54 | 0 | 14 Jul 2016
04 ELECTRICAL WORK | HARISH CHANDRA JADHAV ELECTRICALS | Switch,Socket & DB Fixing | No. | 1 | No. | 63.98 | 0 | 14 Jul 2016
04 ELECTRICAL WORK | HARISH CHANDRA JADHAV ELECTRICALS | Switch,Socket & DB Fixing | No. | 1 | No. | 57.61 | 0 | 11 Aug 2016
04 ELECTRICAL WORK | P.L. VISHWAKARMA ELECTRICALS (FIRM) | Switch,Socket & DB Fixing | No. | 1 | No. | 58.2961 | 0 | 03 Nov 2018
04 ELECTRICAL WORK | P.L. VISHWAKARMA ELECTRICALS (FIRM) | Switch,Socket & DB Fixing | No. | 1 | No. | 62.091 | 0 | 16 Jan 2019
04 ELECTRICAL WORK | RAJENDRA ELECTRICALS | Switch,Socket & DB Fixing | No. | 1 | No. | 59.532 | 0 | 20 Feb 2017
04 ELECTRICAL WORK | P.L. VISHWAKARMA ELECTRICALS | Switch,Socket & DB Fixing | No. | 1 | No. | 54 | 0 | 24 Aug 2016
04 ELECTRICAL WORK | P.L. VISHWAKARMA ELECTRICALS | Switch,Socket & DB Fixing | No. | 1 | No. | 63.93 | 0 | 25 Aug 2016
04 ELECTRICAL WORK | P.L. VISHWAKARMA ELECTRICALS (FIRM) | Switchboard Shiftiing Work - BCo | No. | 1 | No. | 300 | 0 | 06 Apr 2024
04 ELECTRICAL WORK | P.L. VISHWAKARMA ELECTRICALS (FIRM) | T5 Light Fitting | No. | 1 | No. | 100 | 0 | 14 Jan 2021
04 ELECTRICAL WORK | NEPTUNE ENGINEERS | Table Top Stand for Spilt AC (L) | No. | 1 | No. | 160 | 0 | 18 Mar 2021
04 ELECTRICAL WORK | NEPTUNE ENGINEERS | Table Top Stand for Spilt AC (M) | No. | 1 | No. | 640 | 0 | 18 Mar 2021
04 ELECTRICAL WORK | DS ELECTRICALS | Tel Point - BCo | No. | 1 | No. | 220 | 0 | 16 May 2020
04 ELECTRICAL WORK | LAXMI ELECTRICALS | Telephone Point | No. | 1 | No. | 250 | 0 | 21 Mar 2023
04 ELECTRICAL WORK | A.D. ASSOCIATES ELECTRICALS PVT LTD | Threaded Rod & MS Angle for Cable Support | set | 1 | set | 25 | 0 | 06 Oct 2017
04 ELECTRICAL WORK | A.D. ASSOCIATES ELECTRICALS PVT LTD | Threaded Rod (L) | No. | 1 | No. | 25 | 0 | 23 Sep 2021
04 ELECTRICAL WORK | A.D. ASSOCIATES ELECTRICALS PVT LTD | Threaded Rod (M) | No. | 1 | No. | 171 | 0 | 28 Oct 2020
04 ELECTRICAL WORK | A.D. ASSOCIATES ELECTRICALS PVT LTD | Threaded Rod (M) | No. | 1 | No. | 200 | 0 | 23 Sep 2021
04 ELECTRICAL WORK | KANAD ELECTRICAL SERVICES | Threaded Rod (M) | No. | 1 | No. | 837 | 0 | 10 Aug 2023
04 ELECTRICAL WORK | A.D. ASSOCIATES ELECTRICALS PVT LTD | Threaded rod removing work (L) | No. | 1 | No. | 37.5 | 0 | 16 May 2018
04 ELECTRICAL WORK | GARGI INFRATECH | Three Phase Meter Noc (PWD) | No. | 1 | No. | 8000 | 0 | 19 Jul 2023
04 ELECTRICAL WORK | GARGI INFRATECH | Three Phase Meter Noc (PWD) | No. | 1 | No. | 4100 | 0 | 20 Jul 2023
04 ELECTRICAL WORK | GARGI INFRATECH | Three Phase Meter Noc (PWD) | No. | 1 | No. | 7000 | 0 | 20 Jul 2023
04 ELECTRICAL WORK | GARGI INFRATECH | Three Phase Meter Noc (PWD) | No. | 1 | No. | 6000 | 0 | 20 Jul 2023
04 ELECTRICAL WORK | GARGI INFRATECH | Three Phase Meter Noc (PWD) | No. | 1 | No. | 4500 | 0 | 15 Jun 2023
04 ELECTRICAL WORK | GARGI INFRATECH | Three Phase Meter Noc (PWD) | No. | 1 | No. | 9000 | 0 | 15 Jun 2023
04 ELECTRICAL WORK | GARGI INFRATECH | Three Phase Meter Noc (PWD) | No. | 1 | No. | 4500 | 0 | 15 Jun 2023
04 ELECTRICAL WORK | GARGI INFRATECH | Three Phase Meter Noc (PWD) | No. | 1 | No. | 9000 | 0 | 15 Jun 2023
04 ELECTRICAL WORK | GARGI INFRATECH | Three Phase Meter Noc (PWD) | No. | 1 | No. | 7000 | 0 | 15 Jun 2023
04 ELECTRICAL WORK | GARGI INFRATECH | Three Phase Meter Noc (PWD) | No. | 1 | No. | 4200 | 0 | 19 Jul 2023
04 ELECTRICAL WORK | CHETAN ELECTRICAL | Three Phase Meter Sanction | No. | 1 | No. | 8000 | 0 | 09 Jan 2023
04 ELECTRICAL WORK | CHETAN ELECTRICAL | Three Phase Meter Sanction | No. | 1 | No. | 7000 | 0 | 19 Jul 2023
04 ELECTRICAL WORK | CHETAN ELECTRICAL | Three Phase Meter Sanction | No. | 1 | No. | 23000 | 0 | 19 Jul 2023
04 ELECTRICAL WORK | KANAD ELECTRICAL SERVICES | Tinned Copper Braided Flexibles (M) | set | 1 | set | 132144.86 | 0 | 10 Aug 2023
04 ELECTRICAL WORK | KANAD ELECTRICAL SERVICES | Top off Box 800A-1250A (M) | No. | 1 | No. | 10324.16 | 0 | 10 Aug 2023
04 ELECTRICAL WORK | LAXMI ELECTRICALS ENTERPRISES | Touchproof Jointing Kit (L) | No. | 1 | No. | 3000 | 0 | 30 Mar 2023
04 ELECTRICAL WORK | LAXMI ELECTRICALS ENTERPRISES | Touchproof Jointing Kit (L) | No. | 1 | No. | 2750 | 0 | 03 Jul 2023
04 ELECTRICAL WORK | LAXMI ELECTRICALS ENTERPRISES | Transformer Installation | No. | 1 | No. | 7560 | 0 | 30 Mar 2023
04 ELECTRICAL WORK | LAXMI ELECTRICALS ENTERPRISES | Transformer Installation | No. | 1 | No. | 6930 | 0 | 03 Jul 2023
04 ELECTRICAL WORK | STANDARD POWER SOLUTION | Transport Charges | No. | 1 | No. | 20000 | 0 | 24 Feb 2021
04 ELECTRICAL WORK | HARISH CHANDRA JADHAV ELECTRICALS | Tube Light Fixing | No. | 1 | No. | 100 | 0 | 10 May 2024
04 ELECTRICAL WORK | LAXMI ELECTRICALS | Tube Light Fixing BC | No. | 1 | No. | 100 | 0 | 24 Oct 2023
04 ELECTRICAL WORK | HARISH CHANDRA JADHAV ELECTRICALS | Tubelight Removing | No. | 1 | No. | 30 | 0 | 10 May 2024
04 ELECTRICAL WORK | A.D. ASSOCIATES ELECTRICALS PVT LTD | TV Cable RG6 -MKt | Mtrs | 1 | Mtrs | 14.45 | 0 | 28 Aug 2019
04 ELECTRICAL WORK | SANTOSH ELECTRICALS | TV Fixing | No. | 1 | No. | 600 | 0 | 20 Nov 2020
04 ELECTRICAL WORK | LAXMI ELECTRICALS | TV Point | No. | 1 | No. | 250 | 0 | 21 Mar 2023
04 ELECTRICAL WORK | DS ELECTRICALS | TV Point | No. | 1 | No. | 220 | 0 | 16 May 2020
04 ELECTRICAL WORK | A.D. ASSOCIATES ELECTRICALS PVT LTD | TV Socket (M) | No. | 1 | No. | 88.31 | 0 | 05 Nov 2018
04 ELECTRICAL WORK | DS ELECTRICALS | TV/Tel DB Fixing | No. | 1 | No. | 200 | 0 | 16 May 2020
04 ELECTRICAL WORK | HARISH CHANDRA JADHAV ELECTRICALS | TV/Tel DB Fixing | No. | 1 | No. | 500 | 0 | 09 Apr 2018
04 ELECTRICAL WORK | P.L. VISHWAKARMA ELECTRICALS (FIRM) | TV/Tel DB Fixing | No. | 1 | No. | 500 | 0 | 09 Apr 2018
04 ELECTRICAL WORK | SAHOO ELECTRICAL | TV/Tel DB Fixing | No. | 1 | No. | 500 | 0 | 29 Jun 2018
04 ELECTRICAL WORK | RAJ ELECTRICAL SERVICES | Two Pole MCB Fixing | No. | 1 | No. | 500 | 0 | 21 Sep 2018
04 ELECTRICAL WORK | LAXMI ELECTRICALS | Two way Point BC | No. | 1 | No. | 300 | 0 | 21 Mar 2023
04 ELECTRICAL WORK | RAJ ELECTRICAL SERVICES | VDA Box Removing & Refixing | No. | 1 | No. | 315 | 0 | 20 Sep 2018
04 ELECTRICAL WORK | VAHAS TECHNO SOLUTIONS | Vertical Air termination 1000mm (L) | No. | 1 | No. | 550 | 0 | 09 Dec 2023
04 ELECTRICAL WORK | VAHAS TECHNO SOLUTIONS | Vertical Air termination 1000mm (M) | No. | 1 | No. | 1534 | 0 | 09 Dec 2023
04 ELECTRICAL WORK | VAHAS TECHNO SOLUTIONS | Vertical Air termination 500mm (L) | No. | 1 | No. | 550 | 0 | 09 Dec 2023
04 ELECTRICAL WORK | VAHAS TECHNO SOLUTIONS | Vertical Air termination 500mm (M) | No. | 1 | No. | 1434 | 0 | 09 Dec 2023
04 ELECTRICAL WORK | THE SECURITY SOURCE | Video Door Phone (L)- BC | No. | 1 | No. | 150 | 0 | 16 Oct 2019
04 ELECTRICAL WORK | DS ELECTRICALS | Video Door Phone Point-BC | No. | 1 | No. | 200 | 0 | 16 May 2020
04 ELECTRICAL WORK | A.D. ASSOCIATES ELECTRICALS PVT LTD | VTPN DB MCCB (L) | No. | 1 | No. | 3000 | 0 | 09 Sep 2023
04 ELECTRICAL WORK | A.D. ASSOCIATES ELECTRICALS PVT LTD | VTPN DB MCCB (M) | No. | 1 | No. | 8709 | 0 | 09 Sep 2023
04 ELECTRICAL WORK | HARISH CHANDRA JADHAV ELECTRICALS | Wall Conduiting | No. | 1 | No. | 38.41 | 0 | 11 Aug 2016
04 ELECTRICAL WORK | HARISH CHANDRA JADHAV ELECTRICALS | Wall Conduiting | No. | 1 | No. | 33.43 | 0 | 07 Oct 2016
04 ELECTRICAL WORK | HARISH CHANDRA JADHAV ELECTRICALS | Wall Conduiting | No. | 1 | No. | 31.57 | 0 | 17 Jun 2017
04 ELECTRICAL WORK | P.L. VISHWAKARMA ELECTRICALS (FIRM) | Wall Fan Fitting | No. | 1 | No. | 680 | 0 | 14 Jan 2021
04 ELECTRICAL WORK | P.L. VISHWAKARMA ELECTRICALS (FIRM) | Wall Fan Fitting | No. | 1 | No. | 150 | 0 | 14 Jan 2021
04 ELECTRICAL WORK | SAHOO ELECTRICAL | Wall Light Point | No. | 1 | No. | 200 | 0 | 05 Nov 2018
04 ELECTRICAL WORK | SHIV ELECTRICAL ENGINEERS AND CONTRACTORS | Wall Up Down Light Warm White | No. | 1 | No. | 6800 | 0 | 26 Feb 2024
04 ELECTRICAL WORK | NEPTUNE ENGINEERS | Wet Servicing (L) | No. | 1 | No. | 172.2 | 0 | 24 Feb 2021
04 ELECTRICAL WORK | NEPTUNE ENGINEERS | Wet Servicing (M) | No. | 1 | No. | 688.8 | 0 | 24 Feb 2021
04 ELECTRICAL WORK | NEPTUNE ENGINEERS | Wire Mesh (L) | Sq.m. | 1 | Sq.m. | 12 | 0 | 11 Nov 2020
04 ELECTRICAL WORK | NEPTUNE ENGINEERS | Wire Mesh (M) | Sq.m. | 1 | Sq.m. | 48 | 0 | 11 Nov 2020
04 ELECTRICAL WORK | DJINN SMART HOME LLP | Wireless Automation- 8 Module Plate (L) | No. | 1 | No. | 150 | 0 | 26 Apr 2023
04 ELECTRICAL WORK | A.D. ASSOCIATES ELECTRICALS PVT LTD | Wiring Accessories Switches, Socket etc. (L) | No. | 1 | No. | 55 | 0 | 23 Sep 2021
04 ELECTRICAL WORK | A.D. ASSOCIATES ELECTRICALS PVT LTD | Wiring Accessories Switches, Socket etc. (M) | No. | 1 | No. | 1845 | 0 | 23 Sep 2021
04 ELECTRICAL WORK | ARSENCON ENGINEERS PRIVATE LIMITED | Wiring/Cable Laying with Conduit | Mtrs | 1 | Mtrs | 50 | 0 | 02 Apr 2021
04 ELECTRICAL WORK | ARSENCON ENGINEERS PRIVATE LIMITED | Wiring/Cable Laying with Conduit | Mtrs | 1 | Mtrs | 60 | 0 | 02 Apr 2021
04 ELECTRICAL WORK | ARSENCON ENGINEERS PRIVATE LIMITED | Wiring/Cable Laying with Conduit | Mtrs | 1 | Mtrs | 70 | 0 | 02 Apr 2021
04 ELECTRICAL WORK | ARSENCON ENGINEERS PRIVATE LIMITED | Wiring/Cable Laying with Conduit | Mtrs | 1 | Mtrs | 95 | 0 | 02 Apr 2021
04 ELECTRICAL WORK | ARSENCON ENGINEERS PRIVATE LIMITED | Wiring/Cable Laying with Conduit | Mtrs | 1 | Mtrs | 115 | 0 | 02 Apr 2021
04 ELECTRICAL WORK | ARSENCON ENGINEERS PRIVATE LIMITED | Wiring/Cable Laying with Conduit | Mtrs | 1 | Mtrs | 90 | 0 | 02 Apr 2021
04 ELECTRICAL WORK | ARSENCON ENGINEERS PRIVATE LIMITED | Wiring/Cable Laying with Conduit | Mtrs | 1 | Mtrs | 100 | 0 | 02 Apr 2021
04 ELECTRICAL WORK | A.D. ASSOCIATES ELECTRICALS PVT LTD | Workstation Point | No. | 1 | No. | 450 | 0 | 28 Apr 2021